## Parts Data
PartNumber | Description | Vendor
0.090409 | Werner T400 Series Aluminum Twin 12' Step Ladder 375lb Rating
000014 | 1/2 X 7/8 SOCKET | THE SHERWIN
15 | R7K15 | THE SHERWIN
25 | 1/2 F/W 110 COPPER | TEINERT META
88 | VINYL ELEC TAPE SUPER 88,3/4" X 66',BLACK | THE SHERWIN
90 | 2-1/2 in. Electroplated steel 90-Degree EMT conduit elbow with a 10-1/2 in. radius. | THE SHERWIN
000101 | 1/2 X 1-1/16 SOCKET | INDUSTRIAL
000104 | 1/2 X 1-1/4 SOCKET | INDUSTRIAL
000107 | 1/2 X 1-7/16 SOCKET | INDUSTRIAL
111 | R7K111 | INDUSTRIAL
250 | 3/4" ALU SRS5 COND BODY CVR | INDUSTRIAL
321 | 1/2" PLASTIC BUSHING | INDUSTRIAL
451 | 3/4" STL EMT SET/SCREW CONN | INDUSTRIAL
461 | 3/4" set/screw coupling | LEGACY FLOW
570 | 1-1/2" STL FM7 COND BODY CVR | INDUSTRIAL
650 | 2" cover for ALU Conduit body | INDUSTRIAL
810 | 810-RAE-0012-C1B0A1E | INDUSTRIAL
870 | 2-1/2" && 3" STL FM7 COND BODY CVR | INDUSTRIAL
953 | 3/8" MALLABLE BEAM CLAMP | INDUSTRIAL
1016 | 84' OF 2" STD BLACK ASTM A-53 T&C PIPE | INDUSTRIAL
1062 | 1"x1/2" REDUCING WASHER | INDUSTRIAL
1063 | 1" X 3/4" REDUCING WASHER | INDUSTRIAL
1069 | 1-1/2" X 1" reducing washer | INDUSTRIAL
1073 | 1073 Bridgeport 2" X 1" Reducing Washer | CITY PIPE
1087 | 3"X2" REDUCING WASHER | CITY PIPE
1224 | TWO 21' JOINTS OF 1/2" SCH 80 SMLS PE PRESSURE TUBING .147W 1.09#
1228 | 105' of 1" SCH 80 PE PRESSURE TUBING .179W 2.17#
1254 | RECP SINGLE FLUSH 50A 250V 2P3W BK
1404 | 60' OF 3" SCH 40 A-106B X42 PSL-2 SMLS PE PIPE DRL MILL LAC .216W 0 7.58# | RAWSON
1406 | ??? | DSI
1430 | ??? | DSI
1436 | 80' of 4" SCH 80 A-106B X42 PSL2 SMLS PE PIPE .337W 15.00# | DSI
1902 | ??? | INDUSTRIAL
02005 | 16OZ 2-26 PRECISION LUBE | INDUSTRIAL
2191 | ??? | JM TEST SYST
2193 | ??? | JM TEST SYST
2381 | 1/2" BALON SS LS-05591 SE BALL VALVE REG PORT NACE TRIM 3000#
2383 | 1" BALON SS LS-10591 SE BALL VALVE NACE TRIM REG PORT 3000# | JM TEST SYST
2385 | 3/4" BALON SS LS-07592 SE BALL VALVE FULL PORT NACE TRIM 3000# | ELLIOTT ELEC
2520 | VARNISHED CAMBRIC TAPE 2520,3/4" X 60',YELLOW | ELLIOTT ELEC
2538 | 3" BALON 3T-600 THIN PATTERN WAFER CHECK VALVE NACE | ELLIOTT ELEC
2562 | ??? | ELLIOTT ELEC
3051 | 3051TG4A2B21AE5M5 Pressure transmitter 0-2000 PSIG | ELLIOTT ELEC
4006 | ??? | ELLIOTT ELEC
4050 | ??? | CITY PIPE
4052 | ??? | ELLIOTT ELEC
4058 | 2" 2000# THREADED TEE | CITY PIPE
4066 | ??? | CITY PIPE
4094 | ??? | CITY PIPE
4100 | 2" 3000# THREADED 90 DEG ELL | JET SPECIALT
4196 | ??? | ELLIOTT ELEC
4208 | 3" 3000# THREADED COUPLING
4216 | ???
4218 | ???
4224 | ???
4248 | ??? | SPECIALTY EQ
4260 | ??? | JET SPECIALT
4262 | 1" F. S. THREADED HEX HEAD PLUG COATED U-BOLT W/ INSULATOR
4284 | ???
4286 | ???
4451 | ???
4453 | ???
4455 | ???
4457 | ???
4458 | ???
4462 | 1 1/4" X 1/2" F.S. THREADED HEX HEAD BUSHING
4464 | ???
4488 | 3" X 2" F.S. THREADED HEX HEAD BUSHING
4504 | ???
4510 | ???
4514 | 1" X 2" 3000# TOL
4516 | 1" X 3 1/2"-3" 3000# TOL
4520 | 1" X 8" 3000# T-O-L
4622 | ??? | CITY PIPE
4626 | 2" X 8" STD W-O-L | BRICE CO
4832 | ???
4834 | ???
4838 | ??? | DEALERS
4850 | ??? | LEGACY FLOW
4852 | ??? | LEGACY FLOW
4854 | ??? | FLOW MANAGEM
4856 | ??? | FLOW MANAGEM
4857 | 3/4" X 7" ASTM A 193 B7 STUDS W/2 2H HEX NUTS | FLOW MANAGEM
4865 | 7/8" X 7" ASTM A 193 B7 STUDS W/2 2H HEX NUTS
4868 | ??? | FLOW MANAGEM
4877 | ??? | FLOW MANAGEM
4883 | 1 1/8" X 7 1/2" ASTM A 193 B7 STUDS W/2 2H HEX NUTS | HYTORC
4884 | 1 1/8" X 8" ASTM A 193 B7 STUDS W/2 2H HEX NUTS | HYTORC
4994 | 4" COATED U-BOLT W/INSULATOR | HYTORC
4995 | 6" COATED U-BOLT W/ INSULATOR | HYTORC
4996 | ??? | MOTION INDUS
4997 | 10" COATED U-BOLT W/INSULATOR | MOTION INDUS
5014 | ??? | MOTION INDUS
5022 | ??? | MOTION INDUS
5141 | ZIPPER CANVAS TOOL POUCHES, 4 PK | MOTION INDUS
5142 | ??? | MOTION INDUS
5148 | ??? | MOTION INDUS
5172 | ??? | MOTION INDUS
5182 | ??? | MOTION INDUS
5188 | 12" STD WELD CAP | MOTION INDUS
5270 | ??? | MOTION INDUS
5272 | 6" X 4" STD CONCENTRIC WELD REDUCER | MOTION INDUS
5280 | ??? | MOTION INDUS
5286 | ??? | MOTION INDUS
5308 | 3" X 2" STD WELD TEE | MOTION INDUS
5342 | 6" X 4" STD LR 90 DEG REDUCING WELD ELL | MOTION INDUS
5348 | 6" X 4" STD ECCENTRIC WELD REDUCER | HATFIELD AND
5360 | ??? | SPECIALTY EQ
5364 | 3" XHVY LR 90 DEG WELD ELL | HATFIELD AND
5474 | 2" x 1" XHVY CONCENTRIC WELD REDUCER | HOUSTON MOTO
5500 | 4" X 3" XHVY CONCENTRIC WELD REDUCER | HATFIELD AND
5538 | 4" X 3" XHVY WELD TEE | ROSEMOUNT, I
6003 | ??? | ROSEMOUNT, I
6010 | ??? | ROSEMOUNT, I
6014 | 3" 150# RF WN SB FLANGE | SPECIALTY EQ
6016 | 4" 150# RF WN SB FLANGE | ODESSA PUMPS
6020 | 6" 150# RF WN SB FLANGE | ODESSA PUMPS
6090 | 3" 150# RF SLIP ON FLANGE SCH 40 | ODESSA PUMPS
6092 | ??? | ODESSA PUMPS
6096 | ??? | ODESSA PUMPS
6130 | 4" 150# RF THREADED FLANGE, WELDBEND | ODESSA PUMPS
6134 | 6" 150# THREADED FLANGE
6156 | ??? | KNIGHTEN MAC
6166 | ??? | KNIGHTEN MAC
6204 | ??? | KNIGHTEN MAC
6206 | ??? | AW CHESTERSO
6254 | 1/8" Slotted Precision Screwdriver | ODESSA PUMPS
6266 | 1-1/2" 150# FF SOCKET WELD XHB FLANGE | ODESSA PUMPS
6280 | ??? | AW CHESTERSO
6286 | ??? | AW CHESTERSO
6288 | ??? | ODESSA PUMPS
6388 | 10" 300# RF BLIND FLANGE | ODESSA PUMPS
6410 | ??? | AW CHESTERSO
6412 | 4" 600# RF WN SB FLANGE | AW CHESTERSO
6430 | 1" 600# RF WN XHB FLANGE | ODESSA PUMPS
6436 | ??? | AW CHESTERSO
6462 | ??? | AW CHESTERSO
6468 | 4" 600# RF SLIP ON FLANGE | ODESSA PUMPS
6486 | 2" 600# RF THREADED FLANGE | AW CHESTERSO
6506 | ??? | ZONE INDUST
6512 | 4" 600# RF BLIND FLANGE
6546 | 4" 900# RF BLIND FLANGE
6704 | 2" 150# RF DIE CUT GASKET | VIKING PUMP
6708 | 3" 150# RF DIE CUT GASKET | VIKING PUMP
6710 | 4" 150# RF DIE CUT GASKET | VIKING PUMP
6714 | 6" 150# RF DIE CUT GASKET
6780 | ???
6814 | ??? | FRANKLIN MTN
6820 | ??? | VIKING PUMP
6822 | ??? | VIKING PUMP
6824 | ??? | VIKING PUMP
6830 | 3" 900# SPIRAL WOUND GASKET | VIKING PUMP
6832 | 4" 900# SPIRAL WOUND GASKET | VIKING PUMP
6834 | 6" 900# SPIRAL WOUND GASKET | VIKING PUMP
6844 | 4" 1500# SPIRAL WOUND GASKET | VIKING PUMP
6924 | 4" STD BLACK MERCHANT COUPLING | VIKING PUMP
7007 | ZINC COLD GAV 16 0Z | HYTORC
7492 | Wireless Cellular Modem with Installation Kit 25' Coax Cable Assmbly Multiband Directional Digital Antenna | HYTORC
07528 | F ST-15-115-EL SGL PT THMS CONT | HYTORC
7562 | ??? | HYTORC
7574 | ??? | HATFIELD AND
7588 | ??? | FASTENAL
7664 | 2" X CLOSE XH SEAMLESS PIPE NIPPLE | NAPA AUTO PA
7672 | ??? | TULCO OILS
07677 | ??? | MOTION INDUS
7684 | 2" X 8" XH SEAMLESS PIPE NIPPLE | NAPA AUTO PA
7688 | 2" X 10" XH SEAMLESS PIPE NIPPLE | DYKMAN ELEC
7690 | 2" X 12" XH SEAMLESS PIPE NIPPLE | FASTENAL
07707 | F SJ-4D POLE PATTERN SKT, 4 PIN | SUMMIT
7718 | ??? | ODESSA PUMPS
7830 | ???
7858 | 2" X 4" SCH 160 SEAMLESS PIPE NIPPLE | INSTRUMENT M
08220 | ??? | CAMERON MEAS
8416 | 3" X 2" STD THD SWAGE NIPPLE | INSTRUMENT M
8440 | 6" X 4" STD THD SWAGE NIPPLE | INSTRUMENT M
8498 | 2" X 1 1/4" XH THD SWAGE NIPPLE | FMC TECHNOLO
08508 | 15-30300 F ST-47-115 EL,GNDHOG GND PROVING CONT | INSTRUMENT M
08567 | KIT SC-47CC SCULCON,GND PL,BLK COIL,32' | FMC TECHNOLO
08756 | F ST-15C-120H,MOD ASSY,SGL PT CONT 120V | CAMERON MEAS
8829 | 250/PACK METER SEALS WITH STAINLESS WIRES 12" | CAMERON MEAS
9000 | 2" CNC FIG 100 SE HAMMER UNION | CAMERON MEAS
9050 | ??? | CAMERON MEAS
9216 | KOPR-KOTE 1 LB ANTI-SIEZE LUBRICANT | CAMERON MEAS
9225 | TAPE MEASURE, 25-FOOT MAGNETIC DOUBLE-HOOK
9232 | 1/2" X 1296" TEFLON TAPE | FMC TECHNOLO
9240 | 1" X 1296" TEFLON TAPE | EMERSON PROC
09302 | SP SOCK ODESSA WH-12 | MICRO MOTION
9428 | 4" 600# FLANGE INSULATION KIT 1 PC SLEEVE AND WASHER | EMERSON PROC
09511 | F ST-47-120,MOD ASSY,GNDHOG,120V | EMERSON PROC
9730 | Wall mounting kit for FX series heaters | MICRO MOTION
10098 | Part# 10098, Nitrile diaphragm (8-7/8” O.D. x 1/8” thick), for 3” & 4” Pathway series 550 diaphragm operated back pressure valve
010110 | 3/4 X 1-5/8 SOCKET | EMERSON PROC
010113 | 3/4 X 1-13/16 SOCKET | EMERSON PROC
010200 | 3/4 X 2 SOCKET
010203 | 3/4 X 2-3/16 SOCKET | BASIN CONTRO
10908 | 4" X 3" REDUCING WASHING | BASIN CONTRO
11055 | SOLID AND STRANDED COPPER WIRE STRIPPER AND CUTTER | BASIN CONTRO
12380 | FLOORSHELL 38" X 100' | BASIN CONTRO
13394 | Pathway High Pressure springs for 4" Series 550
13443 | Pathway Extra High Pressure springs for 4" Series 550 | CAMERON MEAS
13579 | Filter, Inline for 550 series, for use with oil and liquids | CAMERON MEAS
15570 | CASE CARRY HYDRO TRIPLE 15" WALKER
18412 | 16OZ ZINC-IT INSTANT COLD GALVANIZE | BASIN CONTRO
20102 | 3/8" 2000# C&C BVBU SERIES 2-PC WCB BALL VALVE W/ NACE TRIM MEDALLION 20646 | ENDRESS + HA
20106 | ???
20586 | Plug retainer | MICRO MOTION
20588 | Plug spacer | MICRO MOTION
20592 | Upper and lower cages
22311 | ALUMINUM HYDROMETER CYLINDER 1 7/8 X 15 INCHES | FMC TECHNOLO
24739 | PTFE TAPE, 3/4" INCH
25431 | PT CANS RECTORSEAL #5 | FMC TECHNOLO
26022 | P CONT BLK,NO-NC | ENDRESS + HA
26055 | P SW,SELECTOR,EP,3 POS OPERATOR | ENDRESS + HA
28348 | 28348 REPAIR KIT, GAT-IP GND CLAMP
30072 | 300 AL/CU STACKED MECHANICAL LUG
30311 | Mersen fuse holders
30538 | 30538 HYDRAMOTOR YOKE ADAPTER, 304-2"
31719 | V2-WCB 1" 2000# FP CS X SS JHAWK BALL VALVE
31766 | S CLMP & CA ASSY,GND CA,BLK,COIL,32'
31778 | 31778 CLAMP ASSY, GNDING,W/O CA
31852 | CARBIDE HOLE CUTTER, 7/8" | EMERSON PROC
31872 | HOLE SAW KIT, CARBIDE HOLE CUTTER, 4PC | EMERSON PROC
32217 | DRILL TAP TOOL KIT, 8 PC | MICRO MOTION
32500 | MULTI-BIT SCREWDRIVER/NUT DRIVER, 11-IN-1 | MICRO MOTION
32581 | MULTI-BIT ELECTRONICS SCREWDRIVER, 4-IN-1 | ZONE INDUST
35942 | TEFLON TAPE
39940 | WIRE VNTC 18/1PR POS 18AWG 1 PAIR 600V S | ENDRESS + HA
39969 | 16/1 WIRE
40500 | REF MATERIAL COST/HANDLING FEE | EMERSON PROC
42034 | RG U-BLT 5/16 X 2 PIPE
44303 | FOLDING UTILITY KNIFE WITH BLADE STORAGE | MICRO MOTION
2021-11-15 | Job # 22052-01 Start the PLC and HMI build up | MICRO MOTION
2021-11-17 | Job # 22052-01 Called by Dean Berry to program the PLC and HMI of the new Skid, there was no power or wire termination done yet, I was told to wait till noon | ROSEMOUNT, I
2021-11-19 | Job # 22052-01 Returned to the site to download and configure the HMI and PLC but the electrician still running the conduit, I started my prep to get ahead of the plan | ROSEMOUNT, I
2021-11-24 | Job # 22052-01 Back on site to start my programming, tech was having issues with the Divert valve, I gave him a hand, the wiring doesn't look right, same thing with the solenoids on the samplers.
2021-11-29 | Job # 22052-01 Back on site, tech still having issues with DV, I had to focus on finishing up PLC and HMI programming set up…was asked to add comms to ETC from the PLC | FMC TECHNOLO
2021-11-30 | Job # 22052-01 Got on site to help with comms check and data comms to ETC, we found issues with the PLC card and Output to the Solenoid | FMC TECHNOLO
2021-12-03 | Job # 22052-01 I was called to point to point check the Divert Valve with SCS tech, we need to add one more wire to the return side
46037 | CABLE SPLICER'S KIT | ELLIOTT ELEC
48320 | ??? | MOTION INDUS
48340 | ??? | THE SHERWIN
48500 | 3/4" X 4 1/2" CAD PLATED B-7 STUDS W/2 NUTS | SULLAIR
48640 | 7/8" X 5 1/2" CAD PLATED B-7 STUDS W/2 NUTS | SULLAIR
48930 | ??? | SUMMIT
53867 | 2.416" Knockout punch for 2" conduit | THE SHERWIN
54105 | #6 1H COMP LUG | SULLAIR
54106 | T&B #4 Crimp lug with 1/4" bolt hole | HOUSTON MOTO
54107 | #2 IH COMP LUG | ELLIOTT ELEC
54110 | 2/0 wire, 3/8 bolt hole, black | THE SHERWIN
54115 | 350 1 hole Compression lug, 1/2" bolt hole | DYNAMIC CONT
54130 | #8 1H COMP LUG | DYNAMIC CONT
54132 | #8 1H COMP LUG
54136 | 6AWG BLUE 1H COP LUG | PERFORATED
60029 | Repair kit for Pathway #304-237-12A1 divert valve | BRICE CO
60030 | ??? | BRICE CO
60053 | Repair kit for Pathway 550-332-14B1 back pressure valve
60054 | ??? | EGGELHOF, IN
60056 | Rebuild kit for 550-4” piston operated/ integral seat/TFE plug trim back-pressure valves, which includes locknuts (10181 & 13365), fluorocarbon o-rings (10810, 10933, 11548, & 13483), fluorocarbon polypak packing (13397), TFE trim plug insert (20995), packing gland assembly (25663), and valve stem (25653) | EGGELHOF, IN
60063 | Repair kit for Pathway 3" back pressure valve to change from TFE plug to molded Fluorocarbon plug with new stem lock nut and Fluorocarbon elastomers
60681 | FS8AO-1 IO MOD AO 4CH | ULTIMATE WEL
60682 | FS8PI‐1 ROC800 Pulse Input (PI), 2 channel | EGGELHOF, IN
60686 | FS8CM‐1 ROC800 RS232 Comm Bd | EGGELHOF, IN
60690 | ???
60691 | FS8KY‐3 Daniel Gas Chromatograph Interface User Program; (includes key); | MCCARTY EQUI
61006 | ??? | MCCARTY EQUI
61014 | ??? | MCCARTY EQUI
61080 | ???
61088 | ??? | EGGELHOF, IN
61566 | FS8CM‐2 ROC800 RS485 Comm Bd | EGGELHOF, IN
61568 | 61568 – FS8DO-2 | EGGELHOF, IN
61569 | FS8KY‐2 DS800 Runtime License (includes key); ROC800
61757 | 600A AC/DC TIGHT SIGHT CLAMP METER 61-757
61793 | FS8DI‐1 ROC800 DI Card, 8 channel | EGGELHOF, IN
63060 | KLEIN RATCHETING CABLE CUTTER
65860 | 5/8"X6' CU GROUND ROD
66070 | 7-PIECE FLIP IMPACT SOCKET SET
66518 | FS8DO-1, 5 Channel Discrete Output Marathon Job# 20064 | EGGELHOF, IN
67721 | ??? | BRICE CO
69937 | ???
70579 | FOLDING HEX KEY SET, 5", SAE, 5PC | ROSEMOUNT, I
70860 | S/S NYLOK 1/4-20 | ROSEMOUNT, I
72232 | 4" X 4" SCH 80 C/S SEAMLESS NIPPLE | ROSEMOUNT, I
73011 | 3" 2000# C/S THREADED 90 DEG ELBOW
73012 | 4" 2000# C/S THREADED 90 DEG ELBOW | ROSEMOUNT, I
75244 | 3" 150# FF NON-ASBESTOS GASKET | ROSEMOUNT, I
75951 | FSDS800‐1/PR2 DS800 Development Suite 800, 128 pt WorkBench | ROSEMOUNT, I
84087 | FS8AI-1, 4 Channel Analog Input, 16 Marathon Job# 20064 | ROSEMOUNT, I
84088 | FS8APM‐1 ROC800 Advanced Pulse Module | FASTENAL
85366 | CAT6 PC RJ-45 8P8C MODULAR PLUGS 25/CARD | MOTION INDUS
85613 | SCREWDRIVER SET, ELECTRONICS SLOTTED/PHILLIPS 4PC | MOTION INDUS
85614 | Screwdriver set. electronics slotted/Phillips, 5PC | A PLUS CONTR
91402 | FS8MVS-1 IO MOD MVS | A PLUS CONTR
93036 | 45 1279SSL 04L 2,000# GLYCERIN FILL IN HOUSE | FMC TECHNOLO
93447 | ROC‐827/827E ROC827 Base: LOI/ENET/RS232 (3 slots) | FMC TECHNOLO
93449 | ROC‐EXP/EXP ROC827 Expansion Backplane (6 slots) | FMC TECHNOLO
94272 | GAL BOTLS DARK CUTTING OIL | FMC TECHNOLO
94273 | DARK CUTTING OIL GALLON | FMC TECHNOLO
94723 | 1-GAL DARK CUTTING/THREADING OIL | FMC TECHNOLO
94877 | 30EI60E 040 0/200F 3" DIAL, ½"MNPT ALL ANGLE CONNECTION, 4" STEM | OQ MEASUREME
97423 | Dark threading oil, 1-Gal | FMC TECHNOLO
108460 | FS8HRT‐2 ROC800 HART Card | FMC TECHNOLO
109200 | FS8KY-8 LIQUIDS APP ROC800
112300 | MEK TOTE 112300 | AMETEK
0115012 | HCS 1/4-20X2 1/4 YZ8 | FMC TECHNOLO
124310 | R7K15 REDUCER | FMC TECHNOLO
0125045 | Lubsoil Non-Detergent 40: 55 Gal | OQ MEASUREME
126371 | LICENSE LOADING FEE | FMC TECHNOLO
129573 | VPC ROC800 USER PROGRAM LICENSE KEY | AMETEK
131649 | FS8KY-11 CAUSE & EFFECT 128C/48E ROC 800
131653 | ??? | AMETEK
132644 | FS8KY-16 PROD MGR TANK MGR ROC800 (PMTM) | KAM CONTROLS
132678 | FS8KY-14 SURFACE CRTL MGR ROC800 (PMSC) | FMC TECHNOLO
132682 | FS8KY‐10 Cause & Effect 64C/32E (small); ROC800 | OQ MEASUREME
136540 | FS8KY-9 | FMC TECHNOLO
140489 | FS8PS‐3 ROC800 11 to 30VDC Power Supply (replaces 8PS‐1/PM12 & 8PS‐ 2/PM24) | FMC TECHNOLO
152540 | PC600-48MM SILV DUCT | AMETEK
0160695 | HPMstc UrthnRglRd 1 Gal | AMETEK
164783 | THM - 5243 3/4 L-T CONN MALL IRN FLEX 45DEG | AMETEK
164870 | 164870 LS-7 GEMS LEVEL SWITCH
174024 | ??? | ENER-TEC
186623 | SURGE PROTECTOR DLA-12D3 (CITEL) | FMC TECHNOLO
186944 | FB3K/3MIX12 FB3000 MixedIO 12 CH | OQ MEASUREME
186945 | FB3K/3MSG12 FB3000 MIO PERS MOD | FMC TECHNOLO
190229 | FB3K/3CPU16 CPU WITH 16 MB SRAM | AMETEK
190715 | FB3K/PMEQMRV PM EQUIPMENT MGR (PMEQ)
191691 | FB3K/3PWBLK CHASSIS POWER BLOCK | OQ MEASUREME
191693 | FB3K/3CPUSG CPU SURGE PERSONALITY MODULE | ZONE INDUST
191792 | FB3K/GSLQ4 GAS+LIQ CALCS | THE SHERWIN
194013 | FB3K/PMSCX1V PM SURFACE CNTRL (SINGLE) | THE SHERWIN
198641 | FB3K/PMFLTX9V FLUIDS LOGISTICS TANKS LIC | THE SHERWIN
198642 | FB3K/PMFLLX1V FLUIDS LOGISTICS LOADOUT | UP&S, INC
200235 | FB3K/PMEUX1V EDGE INTERFACE | HATFIELD AND
207741 | FB3K/3CH04C FB3K 4SL CHASSIS/EXT | HATFIELD AND
207742 | FB3K/3DIN04 4SL CHASSIS DIN RAIL MT
208855 | FB3K/3AODO8 FB3000 Mixed AO/DO 8CH | EGGELHOF, IN
208857 | FB3K/3OTSG8 FB3000 AODO PERS MOD | DEZURIK
221044 | 3/4" LT UL BLUE | SPECIALTY EQ
221310 | R7K111 REDUCER | SPECIALTY EQ
221412 | LN SPLICING CONNECTOR, 2COND W/OP LEVERS, 100/BOX | SPECIALTY EQ
252060 | AMBRIC TAPE 2520, 3/4" X 60', YELLOW | WEG ELECTRIC
310047 | #5 1PT BTC RECT PIPE THD #187-25431 | KOFLO CORPOR
310375 | 1" X 1296" TEFLON TAPE #042-1X1296-USA | KOFLO CORPOR
310419 | G-TEK MAXIFLEX FOAM COATED GLOVE #217-34-876S/876XL
0326680 | 5/8"-11 HSS SP TAP | ULTIMATE WEL
350562 | 5 GAL HBC LOGO BUCKETS | KAM CONTROLS
369722 | M18 Fuel 2-Tool Combo Kit | OQ MEASUREME
394076 | PRYS CBL AIRGUARD 394076 600V 12/3 W/3#16 GRND | KOFLO CORPOR
00513612 | 6S X 1-5/8 Sure-Flex Flange Driven Flange
00513621 | 6S X 1-7/8 Sure-Flex Flange Driver Flange | OQ MEASUREME
00513671 | TB Woods 7S X 1-1/4 Sure Flex Driven Flange | KOFLO CORPOR
00513772 | 8S X 1-5/8 Sure-Flex Flange | KAM CONTROLS
00513782 | TB Woods 8S X 1-7/8 Sure Flex Driven Flange
00513793 | 8S X 2-1/8 Sure-Flex Flange | OQ MEASUREME
00513797 | TB Woods 8S X 2-3/8 Sure Flex Flange, Driver | KOFLO CORPOR
00514153 | TB Woods 8SC50 Sure Flex Spacer Flange
00514225 | TB Woods 7S X 1-5/8 Sure Flex Driver Flange
00514279 | 9SC-H X 1-5/8 Spacer Hub | THE SHERWIN
00514290 | 9SC-H X 2-1/8 Spacer Hub, Item # 00514290, Driver Spacer Hub
00514403 | 6HS Hytrel Sleeve | MOTION INDUS
00514409 | 8HS Hytrel Sleeve Sure Flex | MOTION INDUS
00514411 | 9HS Hytrel Sleeve
00514427 | TB Woods 7SC35 Sure Flex Spacer Flange
00514444 | 9SC35 Spacer Flange, Item # 00514444 Type SC Spacer Flange | MOTION INDUS
530080 | 5/8" X 4" B7 CAD PLATED STUD W/ 2H NUTS | MOTION INDUS
600225 | 3" PIPE SCH 80 .300 WALL T&C BARE | MOTION INDUS
600232 | 4" PIPE SCH 40 .237 WALL T&C BARE API 5L (25') | MOTION INDUS
600600 | Powered analog output board | MOTION INDUS
615800 | ERC 615800 5/8X10FT CU BONDED GRND ROD
615860 | 5/8"X6' CU GROUND ROD
700810 | 2" 150# C/S RF WN STD FLANGE WELDBEND | DAVIS & DAVI
0804155 | EO-AB/UT/LED/15 Socket, Pin connector pattern type AB 15A, Screw connection, for USA and other countries, with LED display, gray, for mounting on a DIN rail in the service interface or direct mounting, 125 V AC, 15 A, -20 °C, 60 °C, UL 508 Marathon Job# 20064 | DAVIS & DAVI
0829438 | Phoenix Contact US-EMP (44X7) Snap-in markers, Card, white, unlabeled, can be labeled with: BLUEMARK ID COLOR, BLUEMARK ID, THERMOMARK PRIME, THERMOMARK CARD 2.0, THERMOMARK CARD, mounting type: snapped into marker carrier. 40 LABELS PER SHEET | HATFIELD AND
860166 | SHT A1011 CS TYB P&O 14GA(.0710MN)X60 X10 | HATFIELD AND
861898 | SHT A1011 CS TYB P&O 12GA(.0972MN)X60 X10 | HATFIELD AND
875020 | 2285617 FB2-LQD FUEL WITH SLDS 55GL | HATFIELD AND
919953 | 2105660-017 266HSH 0-6000 1/2" MNPT ALUM ADV HART 4-20 | VANZANDT CON
0921037 | Phoenix Contact ST-SILED 24-UK 4 Fuse plug nominal current: 6.3 A length: 33.1 mm width: 6.1 mm height: 45.7 mm color: black
927561 | Coil Freedom Series Size 3 120V/60HZ. Validus 22258-01 - 22261-01 Validus 22354-01 - 22355-01
932851 | COIL FREEDOM SIZE 1-2 120V/60HZ
967937 | ??? | VANZANDT CON
1004348 | Phoenix Contact KLM-A Terminal strip markers for strip marking adjustable height for use with end clamps E/UK E/NS 35 N or CLIPFIX 35 lettering feld size: 44 x 7 mm | LEGACY FLOW
1113815 | 3/8-16 X 2 TAP GR5 Z | LEGACY FLOW
1113818 | 3/8-16 X 3 TAP GR5 Z | HATFIELD AND
1120289 | ??? | HATFIELD AND
1121151 | CB 1/4-20 X 1/2 Z | HATFIELD AND
1123605 | ??? | HATFIELD AND
1125001 | WASHER - JACK SHAFT WASHER | HATFIELD AND
1133012 | 1/2 USS F/W Z | VANZANDT CON
1133713 | ??? | DAVIS & DAVI
1136310 | 1/2"-13 FHNz 5 | VANZANDT CON
1170001 | 1/4-20 X 1/2 SS HCS BOLT | VANZANDT CON
1170860 | 1/4-20S/S NYLOCK
1170925 | 1/4-20 S/S KEPNUT | HATFIELD AND
1212475 | UNIFOX-CT 4 8 CABLE BINDER PLIERS FOR PLASTIC CABLE BINDERS WITH A WIDTH OF 2.2 - 4.8 MM FOR A MATERIAL THICKNESS OF UP TO 1.6 MM | HATFIELD AND
01442570 | 9S 1 5/8 Quadra-Flex CPLG Flange | HATFIELD AND
1913005 | 12 G WHITE WIRE | HATFIELD AND
2016104 | ENCL NM4 ENCLOSURE | HATFIELD AND
02109190 | 9SC35 Quadra-Flex CPLG Flange | LEGACY FLOW
2110045 | ASME Sec. IX Procedure Qualification Record (PQR) Documentation | VANZANDT CON
02231967 | Gold PSA Linkroll Disc
2250075 | GASKET,S/A,NEOPRENE,1/4X3/4X50 ROLL | VANZANDT CON
2305391 | 2" 600# C/S BLEED RING W/1/2" TAP | VANZANDT CON
02365286 | Gold PSA Linkroll Disc | HATFIELD AND
2716716 | Conn; Term Block | HATFIELD AND
2909524 | Phoenix Contact PLC-RSC-24DC/21/EX PLC-INTERFACE, consisting of DIN-rail-mountable basic terminal block in 6.2 mm with screw connection and plug-in miniature relay with 6 A power contact, 1 changeover contact, 24 V DC input voltage. Approved according to ATEX/IECEx | HATFIELD AND
3051492 | FLEX 3/4" LIQ-TITE UA GREY FLEX | HATFIELD AND
3051493 | FLEX 1" LIQ-TITE UA GREY FLEX | HATFIELD AND
3439262 | ALB-856T-BT4 Light Module 70 MM Stack Light | HATFIELD AND
3439382 | ALB - 856T-BT5 LIGHT MODULE 70MM STACK LIGHT | HATFIELD AND
3450850 | 3450850 ALB-856T-BMASN Base Adaptor 70 MM Stack Light | HATFIELD AND
3455191 | 3455191 ALB-856T-BT6 Light module 70 MM Stack Light | HATFIELD AND
03466965 | 9S 2 7/8 CPLG Quadra-Flex FLG | HATFIELD AND
03714632 | 9SC44 Quadra-Flex CPLG Flange
3908811 | 3908811 sightglass assembly, also have part #G615-05-A-3 | MOTION INDUS
4305873 | 36" Haz Loc Circ Fan | MOTION INDUS
04474029 | Binks Premium Air Hose Assembly | MOTION INDUS
4889902 | #2 step drill bit, 3/16" - 1/2" BY 1/16" 5-FOR I&E/5-FAB SHOP | MOTION INDUS
5363045 | Quantity (2) 55 gallon drums Lubsoil Synthetic LPG WS 150 Blue 1/55 | HOUSTON MOTO
6053002 | PIN - GROOVE TYPE E .08 DIA X .50 LONG | WEG ELECTRIC
06111249 | Binks Fluidall Hose Assembly | SCULLY SIGNA
06138490 | ???
06282185 | TB Woods 7JS EPDM Sleeve | SCULLY SIGNA
06282194 | 9JE EPDM SF + Sleeve High Performance-Sure Flex Plus, Item # 06282194 | MOTION INDUS
06542251 | ??? | MIDSTREAM VA
06954812 | ??? | FRANKLIN VAL
06958360 | E40 RAPTOR ELEMENT 015850
06958361 | E50 Raptor Element 015851 Item No: 06958361 | FRANKLIN VAL
06958362 | 06958362 E60 Raptor Element 015852
06958363 | E70 Raptor Element 015853 Item No: 06958363 | FRANKLIN VAL
06959810 | 50HSB 2-1/8" RAPTOR HUB 015665
07475099 | Motor Hub 015781 Raptor 70HCB 3-3/8" | FRANKLIN VAL
07484379 | 017004 Raptor Hardware for E60 Raptor Element | MIDSTREAM VA
07507561 | 017003 E40-E50 HARDWARE KIT | VINSON PROCE
07971706 | Compressor Hub 015761 Hub with 2 1/8" Shaft | FRANKLIN VAL
08521795 | Raptor 70HCB 2" Couplings/Flex Clutch Item No: 08521795 | FRANKLIN VAL
08521945 | Raptor 50HCBM 1-5/8" Couplings/Flex Clutch Item No: 08521945 | FRANKLIN VAL
08521957 | Raptor 50HCBM 2-3/8" Couplings/Flex Clutch Item No: 08521957
08696254 | 90 DEGREE NOZZLE | FRANKLIN VAL
08997017 | SPRYGN 300X300 W/REG
9003048 | 5 GAL PAIL LINER | MIDSTREAM VA
9199531 | 2105660-021 266HSH 0-3000 1/2" MNPT ALUM ADV HART 4-20 | FRANKLIN VAL
9298812 | MOTOR CONTROL RENEWAL PARTS/ACCESSORIES-MAGNET CO | FRANKLIN VAL
9833590 | 233.53 2.5in 1/4LM 30psi
10250753 | 30mm cont BLK 1NO
11100232 | CSSN 1.750 CARB/SiC -ANSI+
11103175 | 0.812x2.0.125 COPPER WASHERS
11106398 | 0.812X2X0.125 WASHER, COPPER | MIDSTREAM VA
11121756 | CSSN 1.750 CARB/SiC
11123968 | CSSN 2.500 CARB/SiC - ANSI+
11419276 | O-RING IMPELLER 3196 XLT TFE | AWC, INC
12047456 | 10" MT Case Gasket
12047457 | 13" MT Case Gaskets | AWC, INC
12047460 | 17" XLT CASE GASKET | ZONE INDUST
12055738 | 1.750 3196 MT SLEEVE | SCULLY SIGNA
12055740 | 2.125 3196 LT SLEEVE | MOTION INDUS
12057509 | MT Impeller Gasket (028 Tfe) | MOTION INDUS
12059635 | REPAIR & RETURN - MISC | MOTION INDUS
14356001 | DISC-COUPLING DISC | MOTION INDUS
16057722 | LG DRM S/W R7K111 DR448 C | SCULLY SIGNA
16061576 | LG DRM M ETHYL KETONE DR448 | THE SHERWIN
017322005 | ENL 017322005 TS35/F6 DIN RAIL PUNCH 2 METER | MICRO MOTION
18444461 | ??? | SCULLY SIGNA
20100200 | FLANGE- 6 150# BLIND RF A105 DOMESTIC | SCULLY SIGNA
20100230 | FLANGE- 8 150# BLIND RF A105 DOMESTIC | ABB MOTORS
20100670 | FLANGE- 3 600# BLIND RTJ A105 DOMESTIC | THE SHERWIN
20100720 | FLANGE- 4 600# BLIND RTJ A105 DOMESTIC | ENERGY SALES
21106398 | 3/4" X 2.01 C-110 Large OD copper Flat washer | ENERGY SALES
023306004 | MARKER VERTICAL | SLATER CONTR
025880206 | 50' 12/3 SJTW LIGHTED CO | INSTRUMENT M
32003817 | CX-40 400Series V41 w/ Blower Fan 1HP 460V TEFC C1D2 Motor AX-40 400Series Version 41 Non-CRN Aluminum Plate and Bar Cooler c/w Shroud, Fan Guard, 1HP @ 1800RPM 460/3/60 TEFC Class 1 Div. 2 Electric Motor, BLOWER Fan *** All Parts GHT Black *** MAWP: 374 PSI @ 300°F Approximate Overall Dimensions: 23.53"H x 33.69"W x 21.5"D
32004188 | CX-40 400Series V41 w/ Blower Fan & 1HP 460V TEFC C1D2 Motor CX-40 400Series Version 41 Non-CRN Aluminum Plate and Bar Cooler c/w Shroud, Fan Guard, 1HP @ 1800RPM 460/3/60 TEFC Class 1 Div. 2 Electric Motor, BLOWER Fan *** All Parts GHT Black *** MAWP: 374 PSI @ 300°F
42160360 | 1" TOL
45690010 | BLADE PULLEY TIRE | INSTRUMENT M
45690030 | Repair parts for Milaukee Compact Bandsaw
46005336 | 46005336 END INS CX-SER-3 S40 TEF
48005092 | SAWZALL BLADE 10T 6LG METAL THIN KERF 5PK | INSTRUMENT M
48005184 | 6" 18 TPI SAWZALL BLADES 5PK | SLATER CONTR
48005712 | (blank)
48005782 | SAWZALL BLADE 14T 6LG TORCH 5PK | SLATER CONTR
48005784 | 6" 18 TPI TORCH SAWZALL BLADES 5PK | SLATER CONTR
48111837 | M18 RED LITHIUM HIGH OUTPUT CP3.0 BATTERY 2-PACK | SLATER CONTR
48111852 | M18 REDLITHIUM XC5.0 EXT CAPACITY BATTERY 2PK | SLATER CONTR
48111862 | M18 REDLITHIUM HIGH OUTPUT XC6.0 BATTERY PACK 2PK | SLATER CONTR
48206440 | 1/2" 6000# Balon needle valve | UP&S, INC
48220325 | 25' COMPACT WIDE BLADE MAGNETIC TAPE MEASURE | UP&S, INC
48221502 | FASTBACK FOLDING UTILITY KNIFE | UP&S, INC
48221503 | Fastback folding utility knife set 2pc | UP&S, INC
48221950 | general purpose utility blades w/dispenser 50pc | UP&S, INC
48223079 | WIRE PLIER ELECTRICIAN
48223100 | inkzall fine point Jobsite markers | INSTRUMENT M
48224266 | Tubing cutter blades for Milwaukee tubing cutter | INSTRUMENT M
48227415 | 15" ADJUSTABLE WRENCH | SLATER CONTR
48324010 | SHOCKWAVE IMPACT DUTY DRIVER BIT SET - 54PC | UP&S, INC
48390511 | 14 TPI STD DEEP CUT PORTABLE BAND SAW BLADE 3PK | INSTRUMENT M
48390520 | 18 TPI STD DEEP CUT PORTABLE BAND SAW BLADE 1PK | UP&S, INC
48390521 | BAND SAW BLADE DEEP CUT (44-7/8") 18 TPI | UP&S, INC
48390528 | 18 TPI COMPACT PORTABLE BAND SAW BLADE 1PK | DAVIS & DAVI
48390531 | 24 TPI STD DEEP CUT PORTABLE BAND SAW BLADE 3PK | FMC TECHNOLO
48390609 | EXTREME THICK METAL COMPACT BAND SAW BLADE 3PK | HATFIELD AND
48390630 | MAXIMIZE YOUR BAND SAW BLADE PERFORMANCE W | FMC TECHNOLO
48390631 | 30-9/16" 12/14 TPI COMPACT THIN METAL BAND SAW BLA
48892313 | 1/4" COBALT RED HELIX DRILL BIT
48892321 | 3/8" COBALT RED HELIX DRILL BIT
48892712 | 3/32" THUNDERBOLT BLACK OXIDE DRILL BIT | CI ACTUATION
48892716 | 5/32" THUNDERBOLT BLACK OXIDE DRILL BIT | DAVIS & DAVI
48892718 | 3/16" Mil Blk Oxide drill bit | HATFIELD AND
48892720 | 7/32" Thunderbolt black oxide Drill bit | HATFIELD AND
48892722 | 1/4" THUNDERBOLT BLACK OXIDE DRILL BIT | FMC TECHNOLO
48892726 | 5/16" Thunderbolt black oxide drill bit | FMC TECHNOLO
48892730 | 3/8" Thunderbolt black oxide Drill bit | ENERGY SALES
48899201 | #1 STEP DRILL BIT, 1/8" - 12" BY 1/32" | ENERGY SALES
48899202 | #2 STEP DRILL BIT, 3/16" - 1/2" BY 1/16" | CHEROKEE M&C
48899203 | #3 STEP DRILL BIT, 1/4" - 3/4" BY 1/16"
48899204 | #4 STEP DRILL BIT, 3/16" - 7/8" BY 1/16"
48899205 | #5 Step Drill Bit, 1/4" - 1-3/8" BY 1/8" | VANZANDT CON
49021798 | REP KIT CX SER 2 IN
49021823 | REP KIT CX SER 3 IN | DAVIS & DAVI
49021824 | REP KIT CX SER 4 IN | DAVIS & DAVI
49162681 | 3/4" draw stud for Milwaukee knockout kit | FMC TECHNOLO
49224095 | 10-PC ELECTRICIAN HOLE DOZER HOLE SAW KIT | J2 RESOURCES
49224105 | HOLE DOZER ELECTRICIANS HOLE SAW KIT 19PC | VANZANDT CON
49560072 | 1-3/8" HOLE DOZER BI-METAL HOLE SAW
49560197 | 3-5/8" HOLE DOZER BI-METAL HOLE SAW | FMC TECHNOLO
49567250 | LARGE THREAD QUICK CHANGE ARBOR, 3/8" SHANK
49664417 | 3/8" DR IMPT SCKT SET
50094004 | TDAT CHIP FOR PROMASS 83 TRANSMITTER
50096754 | DISPLAY - PROMASS DISPLAY MODULE
50096833 | BOARD - FLEXIBLE I/O - CURRENT OUTPUT +
50096835 | BOARD - FREQUENCY OUTPUT SUB-MODULE | AWC, INC
50096837 | BOARD - STATUS INPUT SUB-MODULE | THE SHERWIN
50096839 | PCB HOUSING AND COVER | SCULLY SIGNA
50275932 | RETROFIT KIT,LEGACY TA TO TA-1000+ ,WEATHERPROOF, 2 CHANNEL,COMPENSATED VOLUME/NET PULSE OUTPUT,MODBUS | SCULLY SIGNA
50353040 | 50353040, CUP,SAMPLE,C-2 SMPLR, SST, SURF HDND
64034500 | 500' 3/4" BLUE SEAL TITE FLEX | DYKMAN ELEC
65007693 | +LOCKWASH INT TOOTH NO.6 1018CS ZNC | ELLIOTT ELEC
65007826 | +SCREW BH MS #6-32 .63 LG 18-8SS PLN | TOTAL VAVE
70109592 | Amphenol Industrial 97-3101A-14S-2S(946) Cable receptacle | AWC, INC
70143525 | Amphenol Industrial MS3106A14S-2P Connector cylinder | CITY PIPE
70519076 | Littelfuse 0216002 MXP Quick Acting F HBC mini fuse | CITY PIPE
71095239 | Wiha 8pc Screwdriver set; precision slotted | GRAYBAR
76531624 | ???
80006244 | ??? | TEINERT META
80006248 | ??? | JOHNSON TOOL
80006251 | RDFG-401-510 40-60# #20TW 4DP DI SERIES 510 BACK PRESSURE VALVE ASSEMBLY; MODEL RDFG-401-510, 40-60# SPRI NG RANGE, DIAPHRAGM OPERATED, GLOBE BODY, 4 INCH ANSI 150# RF, #20 TOPWO RKS, 4 INCH DOUBLE PORT TRIM, EXTERNAL SENSOR LINE, DUCTILE IRON | CITY PIPE
80106892 | 80106892 REP KIT F/510 2IN #20TW BUN | CITY PIPE
80106893 | 80106893 REP KIT 3"+4"RDFG SER 509+510
81001118 | 4728-5,10,20% BS&W CHASSIS
81001190 | Part# 81001190 2” 150# Vic Probe | CITY PIPE
81001196 | ??? | CITY PIPE
81001295 | ??? | CITY PIPE
94000240 | TAPE THREAD SEAL 1/2" X 1429 ROLL BLUE MONSTER | TORO COMPLET
94000300 | TAPE THREAD SEAL 3/4" X 1429 ROLL BLUE MONSTER | TORO COMPLET
99999999 | ??? | CITY PIPE
100101401 | 300X300 B62W105-V105 | CITY PIPE
100164573 | Binks 83C-221 Pressure Tank Air Control Assembly | CITY PIPE
100236108 | 100236108 Sticker for sightglass | TORO COMPLET
100275973 | STEEL GRIT LG-50 | TOP VALVE IN
100673498 | 100673498 t-shaped needle pin for sightglass | TOP VALVE IN
101050132 | 101050132 Donaldson breather P567392 | CITY PIPE
101270080 | #6 NOZZLE TNGSTN CAR | CITY PIPE
101394856 | VALVE COMBINATION | CITY PIPE
101779486 | 2PLY BLAST HOSE | CITY PIPE
230663101 | BOARD - P.C. ASSY PA-6 | CITY PIPE
383560000 | WEID 0383560000 EW 35 | CITY PIPE
490218231 | REP KIT CX SER 3 IN | CITY PIPE
495600147 | 2-1/2" HOLE DOZER BI-METAL HOLE SAW | CITY PIPE
513644004 | GLAND - PG-30 PACKING BUNA-N LO TEMP | CITY PIPE
543849101 | KIT-I.P.3"G TM UNI-DI STD-RTR STD-BRG ST | CITY PIPE
553722001 | 553722001 GLAND - PACKING ASSEMBLY | CITY PIPE
571313213 | OKO 571313213 1/0 3COND 10/3 GND CLX MCHL( XHHW2) 600V PWR CBL CUT | CITY PIPE
601149706 | 601149706 3/8" OD TUBE STUB HOSE END 316SS BRAIDED HOSE FITTING TELEFLEX FLUID SYSTEMS 435.00 QTY 10 HOSES ASSEMBLED @ 36" LONG EACH | MICRO MOTION
644327401 | COIL-PICK-UP NON-MAGNETIC | JOHNSON TOOL
644395403 | ??? | CITY PIPE
645904402 | O-RING-.56 I.D. X .69 O.D. X .06 WIDTH O-RING | CITY PIPE
994002450 | CS BLACKFOAM 4" 2PK | TORO COMPLET
1020110000 | WEID 1020110000 WDU 4 SW | CITY PIPE
1050000000 | WEID 1050000000 WAP 2.5-10 | CITY PIPE
2002395967 | 10 1 EGK 4.30 E 4.30 SIEM EGK GND BUS KIT, AL. 42 CKT 20 1 MLKA3A 42.00 E 42.00 SIEM MLKA3A KIT 250A MAIN LUG KIT 3PH 30 1 P1X18MC250CT 152.40 E 152.40 SIEM P1X18MC250CT 250A 208/120V 18CIR CU INTERIOR PANEL BOARD 40 1 WP32 224.84 E 224.84 SIEM WP32 18C 250AMP NEMA 3R BOX & COVER 50 6 DFFP1 0.34 E 2.04 SIEM DFFP1 FILLER PLATE BL/BQD/ED2 PNLBD & SWBD 60 3 B220 9.74 E 29.22 SIEM B220 BREAKER 20A 2P 120/240V 10K BL 70 2 B230 9.74 E 19.48 SIEM B230 BREAKER 30A 2P 120/240V 10K BL 80 1 B115 4.24 E 4.24 SIEM B115 BREAKER 15A 1P 120V 10K BL 90 1 B120 4.24 E 4.24 SIEM B120 BREAKER 20A 1P 120V 10K BL 100 1 SG3A0030KB 1,285.00 E 1,285.00 HAM SG3A0030KB D16 SNTLG 3PH 30KVA 480D Stock in DFW | CITY PIPE
3692724589 | APC BACK UPS PRO BATTERY BACKUP AND SURGE 1500VA | CITY PIPE
9006060000 | SWIFTY SCREWDRIVER SET | CITY PIPE
11667153110 | PF 67000R 115VAC UL Type 3R Black FilterFan | CITY PIPE
11760003110 | PFA 60000R UL Type 3R Black Exhaust Filter | CITY PIPE
7.23259E+11 | ??? | CITY PIPE
#1 1H COMP LUG | #1 1H COMP LUG | CITY PIPE
#10,.787L YLW INSLTD | #10,.787L YLW INSLTD PIN TRML | CITY PIPE
#12STR BLACK | #12str black | CITY PIPE
#12STR GREEN | #12str Green | CITY PIPE
#12STR WHITE | #12str White | BARNHART
#2 STEP DRILL BIT | #2 STEP DRILL BIT, 3/16" - 1/2" BY 1/16" | CITY PIPE
#257 VITON | (blank) | CITY PIPE
#3 STEP DRILL BIT, 1/4 | #3 STEP DRILL BIT, 1/4" - 3/4" BY 1/16" | CITY PIPE
#349 VITON | (blank) | CITY PIPE
#362, VITON O-RING | #362, Viton O-Ring | CITY PIPE
#445 VITON ORING | For SCS sample pots | CITY PIPE
#5 1PT BTC RECT PIPE THD | #5 1PT BTC RECT PIPE THD #622-25431 | CITY PIPE
#6 1H COMP LUG | #6 1H COMP LUG | CITY PIPE
(1) SP-ESG-3/4-CA | ??? | CITY PIPE
(1) 20” 600# GASKET | (1) 20” 600# gasket with interring | CITY PIPE
(1) 3” 150# BLIND WITH TAP | 3” 150# blind with a 1” threaded tap | CITY PIPE
(2) SP-ESG-3/4-CA | ??? | CITY PIPE
(3) SP-ESG-3/4-CA | ??? | CITY PIPE
(316663) 23D020T31A00AC | 23 SERIES SAMPLE PROBES 316SS 2" IMMERSION LENGTH 1/2" NPT THREADED MOUNT, STRAIGHT SHANK STYLE PROCESS CONNECTION 0.260 BORE DIAMETER 1/2" NPT SAMPLE CONNECTION 0.500 SHANK DIAMETER | CITY PIPE
*DE-B | DE-B LED End of Circuit Light Kit | CITY PIPE
*PETK-1D | PETK-1D Power/End Termination Boot Kit | CITY PIPE
*SCTK-1D | SCTK-1D Splice Temination Boot Kit | CITY PIPE
*SSOLET | 1/2" ON 4-3" S40 WOL 316SS | INSTRUMENT M
*SSWAGE | 4" X 3" S40 CONC SWAGE BBE A403 WP316/316L SP95 | CITY PIPE
.02822229-99 | Werner 370 Series Aluminum 8' Step Ladder 300lb Rating | CITY PIPE
.04004107-99 | Werner 370 Series Aluminum 4' Step Ladder 300lb Rating | CITY PIPE
.063 ALUMINUM SHEET | (20) sheets of 48" X 96" | CITY PIPE
.09820473-99 | 98C357GUN TANK KIT | CITY PIPE
.5" X 8-3" 3M TOL | BF taper bore | CITY PIPE
.50" GT FS SE X SW BB FP 800 | (blank) | CITY PIPE
.50" SW GATE VALVE | .50" GT FS/NACE SEXSW BB | CITY PIPE
.50" THD GATE VALVE | .50" CL.800 THRD SW SS/SS GATE VALVE | CITY PIPE
.50" X 36-.75 3M SOL A105 | (blank) | CITY PIPE
.50" X 36-.75 3M THD EOL | (blank) | CITY PIPE
.625" X 5" TEFLON STUD | WWM AML approved | CITY PIPE
.75" 3M FULL COUPLING | (blank) | TEINERT META
.75" 3M THRD FULL COUPLING | (blank) | SLATER CONTR
.75" FS HX HD PLUG | (blank) | AMOT CONTROL
.75" SW GATE VALVE | .75" GT FS/NACE SEXSW BB 800 | AMOT CONTROL
.75" THD GATE VALVE | .75" CL.800 THRD SW SS/SS GATE VALVE | AMOT CONTROL
.75" X 36-1.5 3M SOL | (blank) | AMOT CONTROL
.75" X 5-3 3M TOL | (blank) | AMOT CONTROL
.75-4E-420C8M16RRT-2F | .75-4E-420C8M16RRT-2F 34/” 2000 PSI 4E Valve two piece seal welded CF8M stainless steel ball valve, full port, FNPT end connections, RPTFE seats, 316 SS trim, locking handle, NACE | CITY PIPE
.875 X 6 B7 STUDS W/2H TEF | .875 x 6 B7 Studs W/2H Tef | CITY PIPE
.875" X 5" TEFLON STUD W/2H | (blank) | CITY PIPE
/AABA | AA Battery | CITY PIPE
/L312 | Certify: Dgtl gauge, 10k-25k psi, Crystal M1-10k #914813 | CITY PIPE
/OTHER | ??? | CITY PIPE
/PART | 1/4" fitting | CITY PIPE
0.5- 005GA080A1508TDBBFPSD001 | 1/2" 800# FP threaded ends gate valve, A105, Trim 8, bolted bonnet, graphite packing, handwheel, OMB 610-8- THD | CITY PIPE
0.75- 007GA080A1508TDBBFPSD101P | 3/4" 800# FP threaded ends gate valve, A105, Trim 8, bolted bonnet, graphite packing, handwheel, Velan S04- 2064B-02TY | CITY PIPE
000-103520-COM | SHAFT UP MODEL #: 06HC(025) MATERIAL COMPLIES TO FMD 000-106018- DOC. | CITY PIPE
000-103524-COM | POPPET MODEL #: 06HC(025-035) MATERIAL COMPLIES TO FMD 000-106018-DOC | CITY PIPE
000-104401-COM | RAIL GUIDE 1/2"X36" MODEL #: SL8-SS-PDX36 | CITY PIPE
000-111743-SEA | ??? | CITY PIPE
000-115848-DOC | DOCUMENTATION PACKAGE STANDARD | CITY PIPE
000-116123-SER | COMPLEMENTARY SERVICES A010 | CITY PIPE
005GA080LF212TDBBRPSD101 | 1/2" OMB 810-LF2-12-THD -NACE 800# GATE VALVE, LF2, TRIM 12 NACE, BOLTED BONNET, THD ENDS GRAPHITE PACKING, HANDWHEEL MOD TO SW X THD ENDS | CITY PIPE
006T010 | 3/8" OD TUBE CUSH A CLAMP (RUBBER GROMMETS) | CITY PIPE
00736EG3E213T-W22 | 7.5HP 2P 213/5T 3Ph 208- 230/460//380 V 60//50 Hz TEFC FOOT MOUNTED WEG MOTOR STOCK IN CHICAGO | CITY PIPE
007-6HVP-220 FLOAT | 007-6HVP-220 FLOAT, TITANIUM, 2-1/4" OD X 13.20" .84-.94 SG, REF SN: 40580-01-001 THRU 004 To Include DOCUMENTATION AND TESTING | INDUSTRIAL
007GA080LF212TDBBRPSD101 | 3/4" OMB 810-LF2-12-THD -NACE 800# GATE VLV, LF2, TRIM 12 NACE, BOLTED BONNET, THD ENDS, GRAPHITE PACKING, HANDWHEEL MOD TO SW X THD ENDS | CITY PIPE
0085 PIPE CLAMP | Rosemount 0085 Pipe Clamp Temperature Sensor 0085N3P1J0080U0508AXAE5 | CITY PIPE
0085 PIPE CLAMP TEM SENSOR | Rosemount 0085 Pipe Clamp Temperature Sensor 0085N3P1J0080U0508AXAE5 | CITY PIPE
0085 PIPE CLAMP TEMP SENSOR | Rosemount 0085 Pipe Clamp Temperature Sensor 0085N3P1J0080U0508AXAE5 | CITY PIPE
008T012 | 1/2" OD TUBE CUSH A CLAMP (RUBBER GROMMETS) | CITY PIPE
0-10 PSIG DP GAUGE | ??? | CITY PIPE
0-1000 | ??? | CITY PIPE
0-1000 GAUGE | ??? | CITY PIPE
01-00006 | 6" ST CASE GASKET, EPDM MFG PN GRIS_10399-53-03 | BARNHART
01-00008 | 8" MT/LT CASE GASKET, EPDM MFG PN GRIS_10399-51-03 | CITY PIPE
01-00010 | 10" MT/LT CASE GASKET, EPDM MFG PN GRIS_10399-50-03 | CITY PIPE
01-00013 | 13" MT/XLT CASE GASKET, EPDM MFG PN GRIS_10399-49-03
01-00015 | 15" XLT CASE GASKET, EPDM MFG PN GRIS_10399-68-03 | CITY PIPE
01-00017 | 17" XLT-17 CASE GASKET, EPDM MFG PN GRIS_10399-69-03 | CITY PIPE
010GA080LF212TDBBRPSD101 | 1" OMB THREADED NACE 800# GATE VALVE, LF2, TRIM 12 NACE, BOLTED BONNET, GRAPHITE PACKING, HANDWHEEL | CITY PIPE
01-10000 | Viking Model GP-41415 ductile spur gear pump with a John Crane Type 1 mechanical seal | CITY PIPE
01-10007 | #7 Black Neoprene Coupling Sleeve | CITY PIPE
01-10008 | #8 Black Neoprene Coupling Sleeve | CITY PIPE
01-10009 | #9 Black Neoprene Coupling Sleeve | CITY PIPE
01-12000 | Chesterton ANSI ST Cartridge Seal CB/SSC S FEPM, 1.375 Standard Bore MFG Part # 2401-3751120101 | CITY PIPE
01-12001 | ST 1-3/8" SS SHAFT SLEEVE MFG PN GRIS_21339-01-91 | CITY PIPE
01-12002 | ST TEFLON IMPELLER O-RING MFG PN GOU_23 | CITY PIPE
01-12005 | Chesterton ANSI ST Cartridge Seal CB/SSC S FEPM, 1.375 Big Bore MFG Part # 2501-3751120101 | CITY PIPE
01-12010 | Chesterton ANSI MT Cartridge Seal CB/SSC S FEPM, 1.750 Standard Bore MFG Part # 2401-7501120101 | CITY PIPE
01-12011 | MT 1-3/4" SS SHAFT SLEEVE MFG PN GRIS_21276-01-91 | INDUSTRIAL
01-12012 | O-RING, MT TEFLON IMPELLER MFG PN GOU_028 | INDUSTRIAL
01-12015 | Chesterton ANSI MT Cartridge Seal CB/SSC S FEPM, 1.750 Big Bore MFG Part # 2501-7501120101 | INDUSTRIAL
01-12020 | Chesterton ANSI LT Cartridge Seal CB/SSC S FEPM, 2.125 Standard Bore MFG Part # 2402-1251120101 | INDUSTRIAL
01-12021 | LTX SHAFT SLEEVE MFG PN GRIS_21551-01-91 | INDUSTRIAL
01-12025 | Chesterton ANSI LT Cartridge Seal CB/SSC S FEPM, 2.125 Big Bore MFG Part # 2502-1251120101 | CITY PIPE
01-12030 | Chesterton ANSI XLT Cartridge Seal CB/SSC S FEPM, 2.500 Standard Bore MFG Part # 2402-5001120101 | CITY PIPE
01-12031 | XLTX SHAFT SLEEVE MFG PN GRIS_24007-01-91 | MCCARTY EQUI
01-12035 | Chesterton ANSI XLT Cartridge Seal CB/SSC S FEPM, 2.500 Big Bore MFG Part # 2502-5001120101 | CITY PIPE
01213 DISC | Disc | CITY PIPE
01-25500 | Roper 2AM03 Pump - 3/4 x 3/4IN Gear Pump - No Motor or Base | CITY PIPE
01-32000 | Griswold 811M 3" x 2"-13 ductile iron ANSI pump with 12.78 trimmed impeller, 150# FF flanged connections coupled with 20 HP, 1800 RPM 256T 230/460 TEFC electric motor. 8SCH Sure Flex Five Piece coupling with OSHA compliant coupling guard. All mounted on channel steel base. *Pump sized for Stateline Crude LACTS. | CITY PIPE
01-34000 | Pinnacle 3" x 4" - 13" Carbon Steel ANSI Pump w/ Trimmed Impeller @ 12.75" with AES Cartridge Seal Driven by a WEG 30HP, 1800RPM, 3PH TEFC Electric Motor Mounted on a Skid with OSHA Approved Couplings and Coupling Guard. Specifications for Medallion Project 19023 x 6 Skids | CITY PIPE
01-41000 | Viking Model GB-41440 ductile iron rebuildable external gear pump, with hardened DLC coated internal parts for maximum wear resistance. Pump is equipped with a single component Type 2 mechanical seal with carbon/silicon carbide faces and FKM elastomers, no internal relief valve, and 3"SAE Ports with no weld neck adapters included. Pump is designed for 200psi maximum inlet pressure. CW Pump Rotation LM, G-1440-65J9-201, Pump Model GB41440R0O | CITY PIPE
01-41005 | Viking Model GB-41440 ductile iron rebuildable external gear pump, with hardened DLC coated internal parts for maximum wear resistance. Pump is equipped with a single component Type 2 mechanical seal with carbon/silicon carbide faces and FKM elastomers, no internal relief valve, and 3"SAE Ports with no weld neck adapters included. Pump is designed for 200psi maximum inlet pressure. CCW Pump Rotation LM, G-1440-65J9-202, Pump Model GB41440R1O | CITY PIPE
01-41400 | Viking Model GB-41445 bare pump G-1445-65J9-301 GB41445R0O FKM DU 3”SAE-SPS | CITY PIPE
01-41430 | Viking model GP-41430 ductile iron spur gear pump with a John Crane Type 1 mechanical seal with carbon/silicon carbide faces and FKM elastomers, no internal relief valve, and 2" SAE J518 Code 61 ports with SAE to weld neck flange adapters included. Pump is driven by a 60hp, 1,775 rpm, inverter duty Class 1, Div 2, Group D electric motor (230/460V/3ph/60Hz). Pump and motor will be mounted on a painted steel baseplate with spacer coupling and non-sparking coupling guard included. This assembly will provide a nominal flow rate of 3,213 BPD of 4cP crude oil at a differential pressure of 750 psig. Pump is designed for 100psi maximum inlet pressure. Clockwise Rotation. | CITY PIPE
01-41440 | Viking model GP-41440 ductile iron spur gear pump with a John Crane Type 1 mechanical seal with carbon/silicon carbide faces and FKM elastomers, no internal relief valve, and 3" SAE J518 Code 61 ports with SAE to weld neck flange adapters included. Pump is driven by a 75hp, 1,775 rpm, inverter duty Class 1, Div 2, Group D electric motor (230/460V/3ph/60Hz). Pump and motor will be mounted on a painted steel baseplate , spacer coupling and non-sparking coupling guard included. This assembly will provide a nominal flow rate of 4,209 BPD of 4cP crude oil at a differential pressure of 750 psig. Pump is designed for 100psi maximum inlet pressure. Clockwise Rotation. Two Pumps Required. | CITY PIPE
01-42500 | Viking Pump GB-41445 3-464-GB41445-FULL-1 GB41445 T2 FKM FULL REBUILD | CITY PIPE
01-42505 | Complete Seal Kit with hardware for Viking GB414 pumps equipped with Type 2 seals - Designed for Gen 3 pumps. MFG PN 3-464-LACT-K496 | CITY PIPE
01-42515 | Viking model GB-41415 Full Repair Kit MFG PN 3-464-GB41415-FULL-1 | CITY PIPE
01-42525 | Viking model GB-41430 Full Repair Kit MFG PN 3-464-GB41430-FULL-1 | CITY PIPE
01-42530 | Viking model GB-41440 Full Repair Kit MFG PN 3-464-GB41440-FULL-1 | CITY PIPE
01-42540 | Viking model GB-41455 Full Repair Kit MFG PN 3-464-GB41455-FULL-1 | CITY PIPE
01443 DISC | Disc | CITY PIPE
0-15 PSI | ??? | CITY PIPE
0-1500 GAUGE | 0-1500 PSI Pressure Gauge, Liquid Filled | CITY PIPE
0-1500 WIKA GAUGE | 233.53 4F 1/2LM 0-1500 PSI WIKA Pressure Gauge (9833701) Endeavor 22116-01 | CITY PIPE
0154SDSR41A-P | TSH-GLOBAL-SD-15HP-18-TEFC-254T | CITY PIPE
0-160 | ??? | CITY PIPE
0-160 GAUGES LF | ??? | CITY PIPE
01-80000 | 2" Viking Pump G-1415-15J9-003: GP-41415-G0O | CITY PIPE
01-80005 | 2" Viking Pump GEN1 Base Plate Retro Kit 3-464-LACT-K200 for GP-41415-G0O | CITY PIPE
01-80010 | 2" Viking Pump G-1013-18J9-005: GP-41013-G0O CW | JET SPECIALT
01F FIELD SERVICE | (blank) | CITY PIPE
0-200 | ??? | CITY PIPE
0-200 GAUGES LF | ??? | CITY PIPE
0-2000 | ??? | CITY PIPE
0-2000 GAUGE | ??? | JET SPECIALT
0-2000# GAUGE | ??? | CITY PIPE
02-00100 | 207 Series Counterhead Bare | CITY PIPE
02-00105 | Barrels LNC, Veeder Root Large Numeric Counter Head, Barrels, Reset MFG PN LIN3L-788700-009 | CITY PIPE
02-00150 | 207 Series Counterhead w/ micro switch PN 3L-SC-07M-400 | CITY PIPE
02-00175 | Counter, 207 W/Micro Switch Installed MFG PN LIN3L-SC-07M-400 | CITY PIPE
02-00180 | Counter, 207 W/Go Switch Installed MFG PN LIN3L-SC-07M-440 | CITY PIPE
02-00200 | 207 Series COUNTER - SM-207A-B 5:1 GAL 1 PPR SPDT P8000002392 | CITY PIPE
02-00205 | 10TH'S TOTALIZER MFG PN LIN3L-324633-006 | CITY PIPE
02-00250 | R.A.D. 550408-003 | JET SPECIALT
02-00400 | LNC Barrels 3L-788700-009 | CITY PIPE
02-00405 | 1:1 Pulser Kit 3L-312020-453 | CITY PIPE
02-00410 | 8:4:1 Up/Down Gearplate 3L-324823-403 | CITY PIPE
02-00415 | Pre-Set 4 Digit 3L-788951-008 | CITY PIPE
02-00420 | Knob Control & Switch Kit 3L-312020-435 | CITY PIPE
02-00440 | ??? | CITY PIPE
02-00500 | Display, Promass Meter Digital Module (All) MFG PN: 50096754 | CITY PIPE
02-00550 | Rosemount Display Sub-Assembly for 1700/2700 | CITY PIPE
02-00555 | KIT, 5700 Transmitter Remote Pipe Mounting. MFG PN: KITRMTMTALHSNG | CITY PIPE
02-00560 | 700 Core Replacement Puck Core Processor Assembly | CITY PIPE
02-00565 | 800 Core Replacement Enhanced Core Processor Assembly | CITY PIPE
02-00575 | MICRO MOTION 2700R12ABAEAZZ TRANSMITTER 4-WIRE 2700 MICRO MOTION 2700 FIELD AND INTEGRAL-MOUNT MULTIVARIABLE FLOW AND DENSITY TRANSMITTER R Mounting : 4-wire remote mount transmitter (polyurethane-painted aluminum housing) includes10 ft. [3m] 4 wire shielded PVC cable 1 Power : 18 to 100 VDC and 85 to 265 VAC; self switching 2 Display : Backlit dual line display for CSA, UL, and IIB + H2 ATEX, IECEx and NEPSI ratings A Output : One mA; one frequency; RS485 B Conduit Connections : 1/2-inch NPT - no gland A Approvals : CSA (US and Canada) E Language : English installation manual and English configuration manual A Software Options 1 : Petroleum measurement Z Software Options 2 : No software options 2 Z Factory Options : Standard product | CITY PIPE
02-00580 | --MICROMOTION 2700R12ABAEACZ TRANSMITTER 4-WIRE 2700 MICRO MOTION 2700 FIELD AND INTEGRAL-MOUNT MULTIVARIABLE FLOW AND DENSITY TRANSMITTER R Mounting : 4-wire remote mount transmitter (polyurethane-painted aluminum housing) includes10 ft. [3m] 4 wire shielded PVC cable 1 Power : 18 to 100 VDC and 85 to 265 VAC; self switching 2 Display : Backlit dual line display for CSA, UL, and IIB + H2 ATEX, IECEx and NEPSI ratings A Output : One mA; one frequency; RS485 B Conduit Connections : 1/2-inch NPT - no gland A Approvals : CSA (US and Canada) E Language : English installation manual and English configuration manual A Software Options 1 : Petroleum measurement C Software Options 2 : Smart Meter Verification Z Factory Options : Standard product | CITY PIPE
02-00600 | MicroMotion-2700C12ABAEAZX_11628 2700 MICRO MOTION 2700 FIELD AND INTEGRAL-MOUNT MULTIVARIABLE FLOW AND DENSITY TRANSMITTER C Mounting : 9-wire remote transmitter with integral core processor (polyurethane-painted aluminum housing) includes 10 ft. [3m] CFEPS cable 1 Power : 18 to 100 VDC and 85 to 265 VAC; self switching 2 Display : Backlit dual line display for CSA, UL, and IIB + H2 ATEX, IECEx and NEPSI ratings A Output : One mA; one frequency; RS485 B Conduit Connections : 1/2-inch NPT - no gland A Approvals : CSA (US and Canada) E Language : English installation manual and English configuration manual A Software Options 1 : Petroleum measurement Z Software Options 2 : No software options 2 X Factory Options : ETO Product 11628 ETO Description : CHANGE 100 HZ VARIBLES TO INCLUDE MASS AND VOLUME INVENTORIES. (NOT AVAILABLE ON MVD3000) (ANALOG/CONFIG/IS VER 6.51) | JET SPECIALT
02-00680 | Replacement Core for 9-wire 2700 Puck Core Processor Assembly | CITY PIPE
02-00900 | UPT Transmitter XU-1000-STD-00 | CITY PIPE
02-05707736 | PXT-K-200 Pressure Transmitter 0-200 | CITY PIPE
02-15000478 | 1.00" LENGTH FLOAT EXT. ASSY, LS200 | CITY PIPE
02-15700840 | 1-1/2" NPT FLOAT SWITCH, NICKEL-PLATED BODY, 304SS FLOAT, 2000PSIG PRESSURE RATING, 300F TEMPERATURE RATING, SPDT MLS-015 | CITY PIPE
02-15700853 | Replacement Kit MLS Series PCB | CITY PIPE
02-20005 | 2"-150#-Smith-SC-13 Bare Single Case P8000002164 | JET SPECIALT
02-20007 | 2"-150#-Smith-SC-13 Bare Single Case - Reconditioned | CITY PIPE
02-20008 | Reconditioned Single Case Meter Model: SD-30, 3" Standard Ductile Iron Housing with 100% Gearing, Dummy Calibrator MFG PN: SD-30-DI-R | CITY PIPE
02-20010 | FDM11A720BAC2211EZZZMCNCHTTG MICRO MOTION FORK DENSITY METER A direct-insertion Fork Density Meter, that offers installation flexibility with continuous, real-time density and concentration measurement in pipelines, bypass loops and tanks. | CITY PIPE
02-20700042 | VS2, Vibration Switch | CITY PIPE
02-22175 | Endress Hauser 2" 150# Promass F 300, 8F3B50, DN50 2" 8F3B50-18RE0/0 (8F3B50-CSIMADDGADSAAASAA2+EBEJ) | CITY PIPE
02-22200 | 2" 150# | CITY PIPE
02-25000 | 2"-150#-MicroMotion-CMF200M418N2BAEZZZ MM CMF200M MICRO MOTION ELITE CORIOLIS METER, 2 INCH (DN50), 316L STAINLESS STEEL 418 Process Connections : 2-inch CL150 ASME B16.5 F316/F316L Weld neck flange Raised face N Case Options : Standard pressure containment 2 Electronics Interface : 4-wire polyurethane-painted aluminum integral enhanced core processor for remote mount transmitters B Conduit Connections : 1/2-inch NPT - no gland A Approvals : CSA (US and Canada): Class I, Div 1 E Language : English installation manual Z Calibration Options : 0.10% mass flow and 0.0005 g/cc density calibration Z Measurement Application Software : No measurement application software Z Factory Options : Standard product | JET SPECIALT
02-25005 | 2700R12ABAEAZZ Micro Motion 4-Wire Transmitter 2700 MICRO MOTION 2700 FIELD AND INTEGRAL-MOUNT MULTIVARIABLE FLOW AND DENSITY TRANSMITTER R Mounting : 4-wire remote mount transmitter (polyurethane-painted aluminum housing) includes10 ft. [3m] 4 wire shielded PVC cable 1 Power : 18 to 100 VDC and 85 to 265 VAC; self switching 2 Display : Backlit dual line display for CSA, UL, and IIB + H2 ATEX, IECEx and NEPSI ratings A Output : One mA; one frequency; RS485 B Conduit Connections : 1/2-inch NPT - no gland A Approvals : CSA (US and Canada) E Language : English installation manual and English configuration manual Z Software Options 1 : Flow and density variables (standard) Z Software Options 2 : No software options 2 Z Factory Options : Standard product | CITY PIPE
02250051-691 | Kit Seal Repl C204C DB 21VI TU | CITY PIPE
02250146-894 CVR,OUTLET BRG | (blank) | CITY PIPE
02-25025 | 2"-150#-MicroMotion-CMF200M418NRAAEZZZ CMF200M MICRO MOTION ELITE CORIOLIS METER, 2 INCH (DN50), 316L STAINLESS STEEL 418 Process Connections : 2-inch CL150 ASME B16.5 F316/F316L Weld neck flange Raised face N Case Options : Standard pressure containment R Electronics Interface : 9-wire polyurethane-painted aluminum J-box A Conduit Connections : No gland A Approvals : CSA (US and Canada): Class I, Div 1 E Language : English installation manual Z Calibration Options : 0.10% mass flow and 0.0005 g/cc density calibration Z Measurement Application Software : No measurement application software Z Factory Options : Standard product | CITY PIPE
02-30000 | 3"-150#-Smith-E3-S1 Double Case | CITY PIPE
02-30165 | 3" E3-S1 Inner Mech Reconditioned (No Exchange) | CITY PIPE
02-31100 | 3"-150#-Smith-SD-30 Bare Single Case P8000002084 | CITY PIPE
02-32000 | Endress Hauser 3" 150# Promass F 300, 8F3B80, DN80 3" 8F3B80-1LEL9/0 (8F3B80-CSIMADDGADSAAASKA2+EBEJ) | CITY PIPE
02-32010 | Endress Hauser 3" 150# Promass Q 500, 8Q5B80, DN80, 8Q5B80-4033/0 (8Q5B80-CSIMADDDGAAABDSAAASKA2+EBEJJC) | CITY PIPE
02-32040 | 3" 150# Promass F 300, 8F3B80, DN80 3" 8F3B80-7XD2/0 (8F3B80-CSIMADDGADSAAASAA1+EBEJ) Coriolis, Standard 010: Approval; Transmitter + Sensor: CS: CSA C/US; Cl.I Div.2, NI 015: Power Supply: I: 100-230VAC/24VDC 020: Output; Input 1: MA: Modbus RS485 021: Output; Input 2: D: Configurable I/O default off 022: Output; Input 3: D: Configurable I/O default off 030: Display; Operation: G: 4-line illum.; touch control + WLAN 040: Housing: A: Alu, coated 050: Electrical Connection: D: Thread NPT1/2 060: Meas. Tube Mat., Wetted Parts Surface: SA: Stainl. steel, not polished 070: Process Connection: AAS: Cl.150 RF, 1.4404/316/316L, flange ASME B16.5 080: Calibration Flow: A: 0.10% Mass 480: Device Model: A1: 1 490: Customer: FA: FMC Technologies 540: >>Application Package: EB: Heartbeat Verification + Monitoring 540: >>Application Package: EJ: Petroleum FMC Technologies | CITY PIPE
02-33000 | 3" 150# CMF300M355NRAAEZZZ Micro Motion Meter CMF300M MICRO MOTION ELITE CORIOLIS METER, 3 INCH (DN80), 316L STAINLESS STEEL 355 Process Connections : 3-inch CL150 ASME B16.5 F316/F316L Weld neck flange Raised face N Case Options : Standard pressure containment R Electronics Interface : 9-wire polyurethane-painted aluminum J-box A Conduit Connections : No gland A Approvals : CSA (US and Canada): Class I, Div 1 E Language : English installation manual Z Calibration Options : 0.10% mass flow and 0.0005 g/cc density calibration Z Measurement Application Software : No measurement application software Z Factory Options : Standard product | CITY PIPE
02-33005 | 5700C12ABAAZZZAAAAAPS MICRO MOTION 5700 FIELD-MOUNT TRANSMITTER C Mounting : 9-wire remote transmitter with integrated core processor (polyurethane-painted aluminum housing), bracket for wall or pipe mounting, and hardware for 2" pipe mount, includes10 ft. [3m] 9 wire shielded CFEPS cable 1 Power : 18 to 100 VDC and 85 to 265 VAC; self switching 2 Display : Backlit graphic display for CSA, UL, and IIB + H2 ATEX and IECEx ratings A Output Hardware Board : Configurable Outputs B Conduit Connections : 1/2-inch NPT - no gland AA Approvals : CSA (US and Canada): Class I, Division 1 Z Transmitter Option 1 : Standard Z Transmitter Option 2 : Standard Z Factory Options : Standard product A Output Channel A Assignment : Channel On - mA output with HART A Output Channel B Assignment : Channel On - configurable to mA out, FO, DO A Output Channel C Assignment : Channel On - configurable to mA out, FO, DO, DI A Output Channel D Assignment : Channel On - configurable to mA in, FO, DO, DI A Output Channel E Assignment : RS-485 Modbus PS Add on Option : API Referral Software | CITY PIPE
02-33550 | 3"-150#-CMF300M355NRAAEZZZ MICRO MOTION ELITE CORIOLIS METER, 3 INCH (DN80), 316L STAINLESS STEEL 355 Process Connections : 3-inch CL150 ASME B16.5 F316/F316L Weld neck flange Raised face N Case Options : Standard pressure containment R Electronics Interface : 9-wire polyurethane-painted aluminum J-box A Conduit Connections : No gland A Approvals : CSA (US and Canada): Class I, Div 1 E Language : English installation manual Z Calibration Options : 0.10% mass flow and 0.0005 g/cc density calibration Z Measurement Application Software : No measurement application software Z Factory Options : Standard product | CITY PIPE
02-33560 | CMF350M435N2BAEZZZ 3.5” 150# METER | CITY PIPE
02-34100 | 3" 150# CMF300M355N2BAE2ZZ CMF300M MICRO MOTION ELITE CORIOLIS METER, 3 INCH (DN80), 316L STAINLESS STEEL 355 Process Connections : 3-inch CL150 ASME B16.5 F316/F316L Weld neck flange Raised face N Case Options : Standard pressure containment 2 Electronics Interface : 4-wire polyurethane-painted aluminum integral enhanced core processor for remote mount transmitters B Conduit Connections : 1/2-inch NPT - no gland A Approvals : CSA (US and Canada): Class I, Div 1 E Language : English installation manual 2 Calibration Options : 0.05% mass flow and 0.0005 g/cc density calibration Z Measurement Application Software : No measurement application software Z Factory Options : Standard product | CITY PIPE
02-34105 | 5700R12ABAAZZZAAAAATG 5700 MICRO MOTION 5700 FIELD-MOUNT TRANSMITTER R Mounting : 4-wire remote mount transmitter (polyurethane-painted aluminum housing), bracket for wall or pipe mounting, and hardware for 2'' pipe mount, includes10 ft. [3m] 4 wire shielded PVC cable 1 Power : 18 to 100 VDC and 85 to 265 VAC; self switching 2 Display : Backlit graphic display for CSA, UL, and IIB + H2 ATEX and IECEx ratings A Output Hardware Board : Configurable Outputs B Conduit Connections : 1/2-inch NPT - no gland AA Approvals : CSA (US and Canada): Class I, Division 1 Z Transmitter Option 1 : Standard Z Transmitter Option 2 : Standard Z Factory Options : Standard product A Output Channel A Assignment : Channel On - mA output with HART A Output Channel B Assignment : Channel On - configurable to mA out, FO, DO A Output Channel C Assignment : Channel On - configurable to mA out, FO, DO, DI A Output Channel D Assignment : Channel On - configurable to mA in, FO, DO, DI A Output Channel E Assignment : RS-485 Modbus TG Add on Option : Instrument Tagging - customer information required (max. 24 characters) | CITY PIPE
02-34110 | Micro Motion 5700 Field-Mount Transmitter: 5700R12ABAAZZZZAAAA | CITY PIPE
02-34115 | MICRO MOTION 5700 FIELD MOUNT TRANSMITTER 5700R12ABAAZZZAAAAAPS | CITY PIPE
02-34425 | 3" 150# Micro Motion CMF300M355N2BAEZZZ CMF300M Micro Motion Elite Coriolis Meter, 3 inch (dn80), 316l Stainless Steel 355 Process Connections : 3-inch CL150 ASME B16.5 F316/F316L Weld neck flange Raised face N Case Options : Standard pressure containment 2 Electronics Interface : 4-wire polyurethane-painted aluminum integral enhanced core processor for remote mount transmitters B Conduit Connections : 1/2-inch NPT - no gland A Approvals : CSA (US and Canada): Class I, Div 1 E Language : English installation manual Z Calibration Options : 0.10% mass flow and 0.0005 g/cc density calibration Z Measurement Application Software : No measurement application software Z Factory Options : Standard product | CITY PIPE
02-34430 | 5700R1UABAAZZZAAAAAPS Micro Motion 5700 Field-Mount Transmitter R Mounting: 4-wire remote mount transmitter (polyurethane-painted aluminum housing), bracket for wall or pipe mounting, and hardware for 2'' pipe mount, includes10 ft. [3m] 4 wire shielded PVC cable. 1 Power: 18 to 100 VDC and 85 to 265VAC; self-switching U Display: Backlit graphic display for CSA and IIB + H2 ATEX and IECEx ratings with WIFI A Output Hardware Board: Configurable Outputs B Conduit Connections: 1/2-inch NPT - no gland AA Approvals: CSA (US and Canada): Class I, Division 1 Z Transmitter Option 1: Standard Z Transmitter Option 2: Standard Z Factory Options: Standard product A Output Channel A Assignment: Channel On - mA output with HART A Output Channel B Assignment: Channel On - configurable to mA out, FO, DO A Output Channel C Assignment: Channel On - configurable to mA out, FO, DO, DI A Output Channel D Assignment: Channel On - configurable to mA in, FO, DO, DI A Output Channel E Assignment: RS-485 Modbus PS Add on Option: API Referral Software | CITY PIPE
02-3510-99 | Wilden 1/2" Plastic Muffler | CITY PIPE
02-40400 | 4" Innermech, Smith Model: F4 Size: 4" (reconditioned w/core exchange) F4S1 RECND | CITY PIPE
02-44000 | Endress Hauser 4" 150# Promass F 300, 8F3B1H, DN100 4" 8F3B1H-K385/0 (8F3B1H-CSIMADDGADSAAASAA2+EBEJ) | CITY PIPE
02-44125 | 4" 150# Promag P 300 Meter P8EST 5P3B1H-CSIMADDGADAA1S1AA1 Promag P 300, 5P3B1H, DN100 4" 5P3B1H-CV21/0 (5P3B1H-CSIMADDGADAA1S1AA1) 010: Approval; Transmitter + Sensor: CS: CSA C/US; Cl.I Div.2, NI 015: Power Supply: I: 100-230VAC/24VDC 020: Output; Input 1: MA: Modbus RS485 021: Output; Input 2: D: Configurable I/O default off 022: Output; Input 3: D: Configurable I/O default off 030: Display; Operation: G: 4-line illum.; touch control + WLAN 040: Housing: A: Alu, coated 050: Electrical Connection: D: Thread NPT1/2 060: Liner: A: PFA 070: Process Connection: A1S: Cl.150, stainl. steel,flange ASME B16.5 075: Electrodes: 1: Alloy C22 080: Calibration Flow: A: 0.5% 480: Device Model: A1: 1 | BARNHART
02-46400 | 4"-150#-MicroMotion-CMF400M435N2BAEZZZ MM Meter | CITY PIPE
02-46405 | 5700R12ABAAZZZAAAZA 4-Wire Micro Motion Transmitter (Nustar) | CITY PIPE
024703 RTNR, 3.25 X 0.60 | (blank) | CITY PIPE
02-48000 | ROSEMOUNT 8711 WAFER MAGNETIC FLOW METER SENSOR, 4 INCH (DN100) 8711SHB040M1N5G1Q4 8711040 ROSEMOUNT 8711 WAFER MAGNETIC FLOW METER SENSOR, 4 INCH (DN100) S Lining Material: PTFE H Electrode Material: Nickel Alloy 276 (UNS N10276) B Electrode Type: 2 Measurement Electrodes - Bulletnose M Transmitter Mount: Integral Mount with Field Replacable Socket Module 1 Mating Flange: ASME Class 150 N5 Safety Approval: US Approvals, Class I Div 2, Non-Incendive and Dust G1 Grounding Rings: 316L Stainless Steel (Qty 2) Q4 Quality Certificate (Q4): Calibration Certificate per ISO 10474 3.1B/ EN 10204 3.1 | SMP SUPPLY
02-48005 | ROSEMOUNT 8732E MAGNETIC FLOW METER TRANSMITTER 8732EMT2A1N5DA2M4 8732E ROSEMOUNT 8732E MAGNETIC FLOW METER TRANSMITTER M Transmitter Class: Revision 4 Electronics T Transmitter Mount: Integral Field Mount 2 Transmitter Power Supply: DC Power Supply (12 to 42VDC) A Outputs: 4-20mA; Digital HART; Scalable Pulse 1 Conduit Entry: 1/2-14 NPT N5 Safety Approvals: US Approvals, Class I Div 2, Non-Incendive and Dust DA2 Adv. Diagnostics Suite 2: Smart Meter Verification M4 Display Option: Local Operator Interface | SMP SUPPLY
02-50000 | 644HAE5XAR2M5 Temp Transmitter H Transmitter Type and Measurement Configuration: DIN A Head Mount - Single Sensor Input A Transmitter Output: 4-20 mA with digital signal based on HART protocol E5 Product Certifications: USA Explosion-proof; Dust Ignition-proof XA Assemble To Options: Process Ready assembly of a transmitter and sensor R2 Enclosure Options ¦ Material ¦ Conduit Entry Size: Rosemount Connection Head ¦ Aluminum ¦ ½-14 NPT M5 Display and Interface Options: LCD Display | A PLUS CONTR
02-50015 | 3144PD1A1E5M5XA Temp Transmitter | INDUSTRIAL
02512ET3E324T-W22 | COMPRESSOR DRIVE MOTOR, 25 HP 1200 RPM 3 PH 60 Hz 230/460V, 1.25 SF, 324/6T FRAME, IC411 TEFC ENCLOSURE, 30.8A RATED CURRENT, 111 FT.LB RATED TORQUE, NEMA B DESIGN, INSULATION CLASS F, IP55, F1 MOUNTING, BI-DIRECTIONAL ROTATION | ROMAR SUPPLY
02-64000 | 6" 150# FMC Promag P 300 Meter. 5P3B1FCDDMADDGADEA1S1AA1 Promag P 300, 5P3B1F, DN150 6" 5P3B1F-2EE7/0 010: Approval; Transmitter + Sensor: CD: CSA C/US; Cl.I,II,III Div.1, XP, Gr.A-G 015: Power Supply: D: 24VDC 020: Output; Input 1: MA: Modbus RS485 021: Output; Input 2: D: Configurable I/O default off 022: Output; Input 3: D: Configurable I/O default off 030: Display; Operation: G: 4-line illum.; touch control + WLAN 040: Housing: A: Alu, coated 050: Electrical Connection: D: Thread NPT1/2 060: Liner: E: PTFE 070: Process Connection: A1S: Cl.150, stainl. steel,flange ASME B16.5 075: Electrodes: 1: Alloy C22 080: Calibration Flow: A: 0.5% 480: Device Model: A1: 1 FMC Technologies | CITY PIPE
02-70005 | PG-15 PACKING GLAND, VITON, PD METER MFG PN LIN3L-518630-002 | MIDSTREAM VA
02-70010 | PACKING GLAND CONVERSION KIT, PD METER MFG PN LIN3L-554298-001
02-95000 | 10" 150# E&H Promag P300 Meter. P8EH000162. 010: Approval; Transmitter + Sensor: CS: CSA C/US; Cl.I Div.2, NI 015: Power Supply: I: 100-230VAC/24VDC 020: Output; Input 1: MA: Modbus RS485 021: Output; Input 2: D: Configurable I/O default off 022: Output; Input 3: D: Configurable I/O default off 030: Display; Operation: G: 4-line illum.; touch control + WLAN 040: Housing: A: Alu, coated 050: Electrical Connection: D: Thread NPT1/2 060: Liner: E: PTFE 070: Process Connection: A1S: Cl.150, stainl. Steel,flange ASME B16.5 075: Electrodes: 1: Alloy C22 080: Calibration Flow: A: 0.5% 480: Device Model: A1: 1 | ELLIOTT ELEC
02R3SWB | QT SW PLAS RATIO CON | MIDSTREAM VA
0-30 | ??? | SUMMIT
0-30 GAUGES LF | ??? | JOHNSON TOOL
0-30 LF GAU... | ???
0-30 LF GAUGES | ??? | DEALERS
0-300 GAUGES | ??? | DEALERS
0-300 LF GA... | ??? | KIMRAY INC.
0-300 PSI | ??? | DEALERS
03-00410 | Strainer Differential Pressure Gauge - 0-10 PSID Precision Instrument LX200DPG-G-A-SD-4N-1-EP-A-B-0 (0-10 PSID)C; LX piston DPI; Alum., 2.5" dial w/ eng. poly case & acry. lens, 1/4" FNPT inline conn., Buna-N, 0-10 PSID, SCS LOGO | THE SHERWIN
03-00500 | Strainer Differential Pressure Gauge - Precision Instrument PLX200DPG-G-A-SD-4N-1-EP-A-B-0 0-30 PSID, Piston DPI, 2.5" Plastic Dial Case, Acrylic Lens, Buna N End Cap, 1/4" FNPT Inline with SCS Logo | CITY PIPE
03-03405 | Basket, Perforated Tubes Raw Basket Unfinished. 454087 Basket 3.625 OD X 12GA X 8.688-316L OD TOLERENCE: +.010 LENGTH: +.030 MATERIAL: TYPE 316L 12 GAUGE: .105 + .005 1/4 X 3/8 STG PERF CODE 67 WELDED SEAM: SPIRAL SMOOTH: OUTSIDE SURFACE | CITY PIPE
03-03410 | Basket, Nustar Special 455404 3.625 OD X 13GA X 8.688-316L OD TOLERANCE: ± .010 LENGTH: ± .030 MATERIAL: TYPE 316L 13 GAUGE: .090 ± .004 3/8 X 9/16 STG = 40% OPEN AREA WELDED SEAM: SPIRAL SMOOTH: OUTSIDE SURFACE ONE END CUT TO 45° ANGLE | CITY PIPE
0305 MANIFOLD | Rosemount 305 Integral Manifold 0305RC52B11B4 0305 Rosemount 305 Integral Manifold R Manufacturer: Rosemount Inc. C Manifold Style: Coplanar 5 Manifold Type: 5-Valve 2 Materials of Construction: 316/316L SST B Process Connection Style: 1/2-14 NPT female 1 Packing Material: PTFE 1 Valve Seat: Integral B4 Mounting Bracket: SST Mounting Bracket for 2-inch pipe mount with series 300 SST bolts Qty Primary Tag Type Primary Tag 1 WIRE | THE SHERWIN
0305R MANIFOLD | Rosemount 305 Integral Manifold 0305RC52B11B4L8 0305 Rosemount 305 Integral Manifold R Manufacturer: Rosemount Inc. C Manifold Style: Coplanar 5 Manifold Type: 5-Valve 2 Materials of Construction: 316/316L SST B Process Connection Style: 1/2-14 NPT female 1 Packing Material: PTFE 1 Valve Seat: Integral B4 Mounting Bracket: SST Mounting Bracket for 2-inch pipe mount with series 300 SST bolts L8 Bolting Materials: ASTM A 193, Class 2, Grade B8M bolts | THE SHERWIN
0305RC32B11 | 0305RC32B11 0305 Rosemount 305 Integral Manifold R Manufacturer: Rosemount Inc. C Manifold Style: Coplanar 3 Manifold Type: 3-Valve 2 Materials of Construction: 316/316L SST B Process Connection Style: 1/2-14 NPT female 1 Packing Material: PTFE 1 Valve Seat: Integral | CONTROL EQUI
0305RC32B11B4 | ???
0306R MANIFOLD | Rosemount 306 In-Line Manifold 0306RT12AA11 0306 Rosemount 306 In-Line Manifold R Manufacturer: Rosemount Inc. T Manifold Style: Threaded 1 Manifold Type: Block and Bleed 2 Materials of Construction: 316/316L SST AA Process Connection Style: 1/2-14 male ANPT Process Connection for Inline Transmitter 1 Packing Material: PTFE 1 Valve Seat: Integral | MERCER VALVE
0306RT22BA11 | Rosemount 306 in-line manifold | MERCER VALVE
03-10010 | 1" NPT, Carbon /SS. Y-Strainer, ASTM A216 GR. WCB Carbon Steel Body & Bushing, 304SS Screen, (1/16" OPENING), 1" NPT Blow Off Connection, 1480 PSI W.O.G. At 100 F. | UP&S, INC
03-10015 | 1 1/2" NPT, Carbon /SS. Y-Strainer, ASTM A216 GR. WCB Carbon Steel Body & Bushing, 304SS Screen, (1/16" OPENING), 1" NPT Blow Off Connection, 1480 PSI W.O.G. At 100 F. | TEINERT META
03-11050 | ??? | TEINERT META
03144-3120-0001:M5 METER KIT FOR ROSEMOUNT 3144P, | 03144-3120-0001:M5 Meter Kit for Rosemount 3144P, Aluminum includes the cover, display and 10-pin connector. | JOHNSON TOOL
03151-9193-0001:KIT,SPARES | 03151-9193-0001:KIT,SPARES, LCD ASSY W/ALUM COVER | SPECIALTY EQ
03-31500 | 3"-150#-Titan-Measurement Strainer BS85CS-3
03-31505 | 3"-150#-Titan-Measurement Strainer BS85CS-3 with Quick Opening Cover, 1/4" Perfs. Stainless Basket | CITY PIPE
03-31510 | 3" 150# RF FE TITAN BS85SS STAINLESS STEEL CF8M BASKET TYPE STRAINER, BOLTED COVER W/ ¼” PERF. SS BASKET INSTALLED
03-40000 | 4"-150#-SCS-Measurement Strainer Fab | CITY PIPE
03-41800 | 4"-150#-Titan BS85CS-4 Measurement Strainer | CITY PIPE
03-41805 | 4" 150# Titan-Measurement Strainer BS85CS-4 with Quick Opening Cover, 1/4" Perfs. Stainless Basket | CITY PIPE
03-42000 | 4"-150#-Task-Measurement Strainer w/ Yale Closure Lid | TEINERT META
03-49000 | 4" SCS Strainer 6in Std Ptd Grooved End Cap w/1" Tap. MFG PN: SJT7160T61P | CITY PIPE
03-49005 | 4" 150# SCS Strainer 6in Std Ptd Univ. Grooved Flange Adapter. MFG PN: SJT71806P | CITY PIPE
03-49010 | 4" SCS Strainer 6in Black Hinged Lever Groove Coupling. MFG PN: SJTG286PBT | CITY PIPE
03-60015 | 6” S-150# Nevis Basket Strainer on 10” body. ANSI 150# Yale Threaded 10” 150 Closure with Vent at top of davit arm. Materials of construction: Shell: SA106 Gr B Cap: SA234 WPB Flanged: SA105 Connections: Inlet: 6” ANSI 150# RFSO Outlet: 6” ANSI 150# RFSO Vent: ½” 6000# NPT Drain: 1” 3000# NPT Straight out of bottom DP Taps: ½” 6000# NPT Cover: Yale Fig 500 Closure Basket: Material: Stainless steel 304 Perforation: 1/8” Design conditions: Design code: ASME B31.3 Design press: 285 PSIG Design temp: 100 Deg F CA: 0 MDMT: -20 Deg F Material per Enterprise AML | INDUSTRIAL
03-63155 | 6"-150#-Titan-Measurement Strainer BS85CS-6 - 3/8"P Carbon Steel with 3/8" Stainless Steel Perf Basket. | BARNHART
03-63175 | 6"-150#-Titan-Measurement Strainer BS85CS-6 - 1/8"P Carbon Steel with 1/8" Stainless Steel Perf Basket | CITY PIPE
03-63185 | 6"-150#-Titan-Measurement Strainer BS85CS-6 with Quick Opening Cover, 1/4" Perfs. Stainless Basket | CITY PIPE
03-63225 | 6"-150#-Jamison-Measurement Strainer Jamison Model FQ-150-6 Fabricated Vertical Basket Strainer Material of Construction: Carbon Steel Inlet/Outlet: 6" 150# RFSO Vessel Access: 10” 150# Swing bolt closure O-Ring: Buna-N Basket: 304SS, 1/8" Perforations on 3/16" Centers Mesh Liner: 20 Mesh Installed Design Code: ASME Sec. VIII Div. 1 Code Stamp: Not Included MAWP: 285psig @ 100degF MDMT: -20degF Corrosion Allowance: 0.00" Connections: 1/2" 3000# NPT T-O-L Vent 1" 3000# NPT T-O-L Drain (2) 1/2” 3000# NPT T-O-L DP Supports: None Internal Finish: Cleaned and Descaled External Finish: Shop Primer NDE: In Strict Accordance with ASME Sec. VIII Div. 1 FQ-150-6 | CITY PIPE
03-63500 | 6” Series S-150, Vertical Basket Strainer Connections: Inlet: 6” ANSI 150# RFSO Outlet: 6” ANSI 150# RFSO Drain: 2” ANSI 150# RF Vent: 1/2” 6000# NPT TOL DP Taps: ½” 6000# NPT TOL located on inlet / outlet piping Basket details High capacity basket Stainless steel 304 construction Perforations: 1/4” constructed from 14 gauge Mesh: NoneBasket access Swing Bolt Quick Opening Closure, hinged | CITY PIPE
03-66275 | 6" 300# TITAN MODEL BS86-CS-6“-1/8”P BSKT STRAINER CARBON STEEL, ANSI CLASS 300# FLANGED WITH 1/8” PERF 304 SS BASKET INSTALLED
03-69000 | 6" 150# Western Sand Filter - 24" 6 BAG FILTER BAG HOUSING 304 SS 6" FLG. IN/OUTLET DESIGN WP 285# @ 100 DEG F
03-69005 | 6" 150# Western Sand Filter Replacement Bags | CITY PIPE
03-82300 | 8" 150# Nevis Basket Strainer Inlet: 8” ANSI 150# RFSO Outlet: 8” ANSI 150# RFSO Drain: 2” 3000# TOL Vent: 1/2” 3000# NPT TOL DP Taps: 1/2” 3000# NPT TOL located on inlet / outlet piping Material of construction: Housing: A106 Gr B Flanges: A105 Fittings: A105 / A234 WPB / A516 Gr 70 Lift lug: A36 Basket: Stainless steel 304 Design conditions: Design code: ASME B31.4 Design press: 285 PSIG Design temperature: 100 deg F MDMT: -20 deg F Corrosion allowance: 0 Basket details High capacity basket Stainless steel 304 construction Perforations: 1/4” constructed from 14 gauge Mesh: None Basket access Bolted access cover with lifting davit Exterior paint: Standard shop primer only NDE / Inspection 4 hour hydro at 1.5 x design
03-85000 | 8"-150#-Titan-Measurement Strainer BS85CS-8 - 1/8"P Carbon Steel with 1/8" Stainless Steel Perf Basket
03-88100 | 8" Conical Strainer, Carbon Steel, 40 Outside Mesh, 150% Open
03-91150 | 10” 150# Nevis Series S, Vertical Basket Strainer – ANSI 150# Angled seat basket, Inlet: 10” ANSI 150# RFSO Outlet: 10” ANSI 150# RFSO Drain: 2” 3000# NPT TOL Vent: 1/2” 3000# NPT TOL outlet piping high capacity stainless steel 304 construction Perforations: 1/4” from 14 gauge | CITY PIPE
0406SDSR41A-P | TOSHIBA 40HP, 1200RPM, 3/60/460 Motor, 364T Frame, C1D2, 178LBFT | CITY PIPE
04-09990 | Invalco-Detector card 0-5% 81001164 Model 4528 - Reconditioned | INDUSTRIAL
04-09995 | Invalco-Detector card 4-20 mA 81001295 Model 4528 - Reconditioned | TEINERT META
04-10000 | Invalco-Detector card 0-5% 81001164 Model 4528 | CITY PIPE
04-10005 | Invalco-Detector card 4-20 mA 81001295 Model 4528 | CITY PIPE
04-10010 | Invalco-Detector card 0-5% Model 4528EZ | CITY PIPE
04-10035 | --Invalco-BS&W Monitor, N4X Enclosure, 81001114 Model 4728 | CITY PIPE
04-10075 | Invalco-WCM-7300 Display Assembly MFG PN P551712 | CITY PIPE
04-20000 | 2" 150# Invalco-BS&W Probe CX-645-200-BFP MFG PN 81001191.
04-20005 | 2"-150#-OQ-BS&W Probe Model # OQ-2-150-F
04-20010 | Repair Kit CX-645/7300 Series Probes, 2" 150# MFG PN 49021798
04-20100 | 2"-150#-Invalco-BS&W Probe P511995 Model WCM 7300 | CITY PIPE
04-27100 | 2"-150#-Drexelbrook-BS&W Probe Stainless Steel Flanged Model UC01020000S12BXXX (U) Universal IV In Line Water Cut Meter Product Specifications: Model: (U) Universal IV In Line Water Cut Meter Measurement Type: (C0) Water Cut Monitor Digital Protocols: (1) HART® Future Use: (0) Future Use Approvals: (2) FM/FMc XP Electrical Connection: (0) 3/4" NPT without external ground lug Surge / Noise Suppression: (0) No additional filtering required Integral / Remote Options: (0) Integral configuration Dual Seal Option: (0) Without Dual Seal option Sensing Element: (S12) 700-1230-102-XX 2" Spool (Integral Only, No Dual Seal) Special Software: (B) Light Oil -- 0 - 5% Country Approval: Not Required 2" I.D. x 17" Face to Face Integral- No Dual Seal Cross Reference #:700-123010204015 (700-1230) Spool Sensor Product Specifications: Model: (700-1230) Spool Sensor Sensor: (102) 2" I.D. x 17" Face to Face Integral- No Dual Seal Material Type: (04) 316 Stainless Steel Flange Type: (015) 150 lb. ANSI Raised Face Weld Neck;Schedule 40 Pipe | CITY PIPE
04-28250 | 2" 150# Drexelbrook-Spool Mount BS&W Probe w/ 10' Remote Mount Head. VC01020020S12B/700-123010204015 In Line Water Cut Meter Model: (700-1230) S12 sensing element. 2" I.D. x 17" Face to Face Material Type: (01) Carbon Steel Flange Type: (015) 150 lb. ANSI Raised Face Weld Neck; Schedule 40 Pipe. | CITY PIPE
04-30000 | 3"-150#-Invalco-BS&W Probe CX-645-300-BFP MFG PN: 81001196 | CITY PIPE
04-30005 | REPAIR KIT CX-645 SERIES PROBES, 3" 150# MFG PN 49021823
04-30010 | 3"-150#-OQ-BS&W Probe
04-35000 | 3"-150#-Invalco-BS&W Probe P511996 Model WCM 7300 | CITY PIPE
04-36600 | 3" 150# Drexelbrook-Insertion Mount BS&W Probe w/ 10' Remote Mount Head. Universal IV Cut Monitor UC01020020-101-B CUT MONITOR 700-1202-001-BIB-76-711.2-0152 3” 150# SENSOR MODEL | CITY PIPE
04-36640 | 3" 150# Drexelbrook-Spool Mount BS&W Probe w/ 10' Remote Mount Head. UC01020020S03BXXX / 700-123000304015 Universal IV In Line Water Cut Meter Model: (700-1230) Spool Sensor Sensor: (003) 3" I.D. x 32" Face to Face Material Type: Stainless Steel Flange Type: 150 lb. ANSI Raised Face Weld Neck;Schedule 40 Pipe | CITY PIPE
04-36675 | 3"-150#-Drexelbrook-BS&W Probe Water Cut Monitor with Inline Spool Piece, 3" 150# RF FLANGE X 32" FACE TO FACE, 316SS Stainless Steel Flanged Model. MFG PN: UC01020000S13BXXXX/700-123010304015 | TAG PLACE
04-37700 | 3" Pipe KAM Controls LRW Fixed Insertion 1.25” NPT Weld-O-Let Installation on Vertical Up/Down Pipe Spool in Quality Loop. Low Range Watercut Meter SKU: LRW_0-5%_FX_1.25"NPT Range: 0-5% Accuracy: +/- 0.03% up to 3% Water, +/- 0.05% from 3-5% Water Shaft Length: N/A MATERIAL (WETTED PARTS): SS316 CERTIFICATIONS: ATEX (II 2 G Ex db IIB T6 Gb) and IECEx (Ex db IIB T6 Gb). NACE MR0175/ISO 15156 INPUTS REQUIRED: Density | INDUSTRIAL
04-40000 | 4"-150#-Invalco-BS&W Probe CX-645-400-BFP PN 81001201 | CITY PIPE
04-40005 | 4" 150# OQ Measurements BS&W Probe, Model # OQ-4-150-F.
04-40010 | Repair Kit CX-645/7300 Series Probes, 4" 150# MFG PN 49021824 | CITY PIPE
04-41000 | 4"-150#-Invalco-BS&W Probe P511997 Model WCM 7300. Power Supply 20-30 Vdc +/–10% @ nominal, 100 mA max. S&W Full Scale Range –– 0-25% –– Field adjustable to 0-5%, 0-10%, etc. Accuracy –– Is defined as the variance observed between the 7300M reading and the water grindout of the oil. –– Normal variances are: –– +/– .05 from 0 to 5% water –– +/– .1 from 5 to 10% water –– +/– .15 from 10% to 15% water –– +/– .2 to .25 from 15 to 25% water Displays One line 16 character, alphanumeric LCD showing by selection: – Water Cut – Process Temperature – Probe Electrical Value Red/Green LED showing good oil, bad oil, or by passing, condition. | INDUSTRIAL
04-42300 | 4" 150# Drexel Brook Water Cut Monitor, Hart, XP, 3/4" NPT w/o external ground lug, no additional filtering required, remote configuration with 10' general purpose cable, w/o deal seal option, 101 sensing elements, light oil, 316SS wetted parts, 4" 150# RF flange conn, 4" pipe size, 31.125" insertion length, 6" cote shield. | CITY PIPE
04-45000 | 4"-150#-Drexelbrook-BS&W Probe UC01010000S14BXXXX/700-123010404015 ¦ Water Cut Monitor Integral Display, 4" 150# RF Flange X 32" Face to Face Spool Piece 316SS, SCHED 40 PIPE Stainless Steel Flanged Model | CITY PIPE
04-45060 | 4"-150#-Drexelbrook-BS&W Probe UC01010020-101-B\700-1202-001-BKB-101-790.5-0152 DREXEL BROOK WATER CUT MONITOR WITH 10' REMOTE CABLE, 4-20MA, XP, HART, 4" 150# RF FLANGE CONN 4" PIPE SIZE, 31.125" INSERTION, 6" COTE SHIELD 316SS | CITY PIPE
04-47100 | 4" 300# OQ Measurement BS&W Probe Model # OQ-4-300-F | CITY PIPE
04-49000 | Ener Tec, 4” ANSI 150 Linear Kinetic Cells with Nema 4x power supply | ELLIOTT ELEC
04-60000 | 6"-150#-Invalco-BS&W Probe CX-645-600-BFP MFG PN 81001206 | CITY PIPE
04-60005 | 6"-150#-OQ-BS&W Probe Model# OQ-6-150-F Series 645 | CITY PIPE
04-63000 | 6"-150#-Invalco-BS&W Probe P512103 Model WCM 7300 | TEINERT META
04-64450 | 6"-150#-Drexelbrook-BS&W Probe Insertion Model with 10' Remote Mount, 36" Insertion, 6" Cote Shield, 316SS. Hart , XP, 4-20mA Display. MFG PN: UC01010020-101-B/700-1202-001-BMB-152-898.52-152
04718185-99 | 3M Full Face Reusable Respirator 6000 Series | CITY PIPE
04751491-99 | 3M Full Face Paint Project Respirator | INDUSTRIAL
04-82000 | 8"-150#-OQ-BS&W Probe | CITY PIPE
04-90010 | 10" 150# OQ Measurement BS&W Probe | CITY PIPE
0-500 PSI GAUGE | ??? | CITY PIPE
05-01135N | Mercer Inconnel Spring | CITY PIPE
05018XT3E326T | 05018XT3E326T | CITY PIPE
05-10100 | Armstrong 3/4"x1/2"-Air Eliminator 100987 11AV 0.50 Minimum S.G. 311 PSI D501965 | CITY PIPE
05-10150 | Armstrong 3/4" x 1/2" 11-AV,400#,5/64 ORIFICE,0.75 SG #C3510-8 | CITY PIPE
05-10165 | Armstrong 3/4" NPT 32-AV, 5/64" ORIFICE, 600 MOP PSI, FORGED STEEL, AIR VENT D500698 | CITY PIPE
05-10175 | Watson 3/4"x1/2"-400# Air Eliminator (Orifice AE1811 .078) | INDUSTRIAL
05-10500 | APCO ARV 50 Air Eliminator. ARV: Style - Air Release Valve 0.75: Size - .75 Inch (20mm) 50A: Body Style - Series 50A; .5" (15mm), .75" (20mm) or 1" (25mm) NPT Inlet; .5" (15mm) NPT Outlet; 175 PSIG Maximum with 3/32" Orifice and 300 PSIG Maximum with 1/16" Orifice T1: End Connection - Threaded Inlet NPT DI: Body Material - Ductile Iron R116: Orifice Size - 1/16" Orifice; 11-300 PSI NBR: Needle Material - Acrylonitrile-Butadiene (NBR) S2: Seat Material - 316 Stainless Steel S2: Float Material - 316 Stainless Steel S2: Float Lever/Leverage Frame - 316 Stainless Steel Modification: C03004 - INTERIOR COATING TO BE ONE 15 MIL COAT VINESTER SERIES 120 BEIGE PRIMER 5002 WITH SURFACE PREP PER SSPC-SP10, AND ONE 15 MIL FINISH COAT OF TNEMEC VINESTER SERIES 120 GREY 5001. | CITY PIPE
05-71200 | 1/2" TUBE BALL VALVE SS8DTT88KLD 1/2" T X 1/2" T 5000 PSI, 316 SS, KEL-F SEAT W/ LOCKING DEVICE TYLOK BALL VALVE AIR ELIMINATOR TO SUMP | CITY PIPE
05-71300 | 3/8" Tube x 3/8" tube 5000 psi, 316ss, KEL-F SEAT, Dual Ferrule Ends, Tylok Ball Valve SS6DTT66K TYLOK | TEINERT META
05-71400 | 3/8"T x 3/8" T 1# Cracking Press, 6000# psi 316ss, Check Valve Viton Seals Superlock SHCV2S61PS316 SUPERLOCK | TEINERT META
0-60 GAUGES LF | ??? | TEINERT META
0-600 GAUGE | 0-600# LIQUID FILLED GAUGE 4" FACE, 1/2 LM | TEINERT META
0-600# GAUGES | 45 1209SD 04L XSG NH 600# DRY, SAFETY GLASS & TAG ASHCROFT - 316L SS CASE & RING 5/8" X 1 3/4" 316SS TAG PI2305, PI2315, PI2325, PI2335 , PI2345 PI2293A, PI2293B PI2913, PI2912, PI2911, PI2916 , PI2915, PI2914 PI????, PI???? | CITY PIPE
06-01200 | 1/2"-NPT-KOFLO-Static Mixer 1/2-40-2-2V-2 SS 0.5" - 0.5" Schedule 40S (0.109" Wall) 316/L Stainless Steel Housing - Two (2) Fixed 316/L Stainless Steel Mixing Elements and a Flow Straightening Vane - 316/L Stainless Steel NPT Male Threaded Ends Length: 5" Net Weight: ~0.2 lb | CITY PIPE
06-03400 | 3/4" -NPT KOFLO - Static Mixer 3/4-40S-3-3.2V-2 0.75" Schedule 40S (0.113" Wall) 316/L Stainless Steel Housing Three (3) Fixed Low Pressure Loss Design 316/L Stainless Steel Mixing Elements and a Flow Straightening Vane 316/L Stainless Steel NPT Male Threaded Ends Length: 6 in | CITY PIPE
06-16010 | 16” Static Inline Mixer ANSI 150# Materials of construction: Flanges: SA105 Pipe: SA106 Gr B Attachments: SA36 Mixer blades: SA36 Design parameters: Design code: ASME B31.4 Design press: 285 psig at 100 deg F CA: 0 MDMT: -20 deg F Inspection / NDE: 100% Visual and dimensional 100% X-Ray of circ weld seams Shop hydro at 1.5 x design Mixer blade details: 3 Blade ‘Step’ design Interlocking design Welded to wall of piping spool | CITY PIPE
06-30000 | 3"-150#-SCS-Static Mixer | INDUSTRIAL
06-30010 | 3"-150#-KAM-Static Mixer Plate | CITY PIPE
06-34175 | 3"-150#-OQ-Static Mixer | CITY PIPE
06-34300 | Koflo Static Mixer 3” 150# 3-STD-1-2.2V-19.VB- 3, 3" Schedule STD (0.216" Wall) ASTM A106 Gr. B Carbon Steel Housing with Two (2) Fixed Low Pressure Loss Design Carbon Steel Mixing Elements and a Flow Straightening Vane. 3" ASTM A105 Carbon Steel ASME B16.5 Class 150 Raised Face Weld Neck Flanged Ends, High Velocity Build, Koflo® Blue Two-Stage Industrial Paint System with Corlar® 2.1 PR-P™ Epoxy Primer and Imron® 3.5 HG™ + Polyurethane Topcoat.
06-34380 | ??? | INDUSTRIAL
06-41400 | 4"-150#-OQ-Static Mixer | CITY PIPE
06-41555 | 4-STD-1-3.2V-19 4" Koflo Static Mixer 4" Schedule STD (0.237" Wall) ASTM A106 Gr. B Carbon Steel Housing Three (3) Fixed Low Pressure Loss Design Carbon Steel Mixing Elements and a Flow Straightening Vane 4" ASTM A105 Carbon Steel ASME B16.5 Class 150 Raised Face Weld Neck Flanged Ends Koflo® Blue Two-Stage Industrial Paint System with Corlar® 2.1 PR-P™ Epoxy Primer and Imron® 3.5 HG™ + Polyurethane Topcoat Length: 34" Net Weight: ~60.9 lb | CITY PIPE
06-44000 | 4"-150#-KAM-Static Mixer Plate | TEINERT META
06-46000 | 4"-300#-OQ-Static Mixer Model # OQ-SM-4-300-F | TEINERT META
06-60000 | 6"-150#-OQ-Static Mixer | CITY PIPE
06-61150 | Koflo 6-STD-1-3V-19 6” 150# mixer, .28 wall ASTM A106 GR. B carbon steel housing, three (3) fixed carbon steel mixing elements and flow straightening vane. ASTM A105 carbon steel ASME B16.5 150# RFWN flanged ends. Koflo Blue two stage industrial paint system w/ Corlar 2.1 PR-P epoxy primer and Imron 3.5HG polyurethane topcoat. 35" Length, 103.8 lb. net weight.
06-62300 | 6"-150#-KAM-Static Mixer Plate | CITY PIPE
06-62500 | 6” Static Inline Mixer ANSI 150#Design code: ASME B31.4 Design press: 285 psig at 100 deg F CA: 0 MDMT: -20 deg F Mixer blade details: 2 Blade ‘Step’ design Interlocking design Welded to wall of piping spool | CITY PIPE
07-00200 | Rebuild Kit, VSI 2" Divert Valve S7315-200-SK | INDUSTRIAL
07-00340 | Rebuild Kit, VSI 3" & 4" Divert Valve S7315-300-400-SK
07-00350 | ASCO Actuator H-31 Head Assembly Only MFG PN: H31Z4018ACT | CITY PIPE
07-00355 | ASCO Actuator H-31Head Assembly With Yoke MFG PN: H31A1121B21C2F1F3 | CITY PIPE
07-00500 | VSI-Limit Switch w/ Indicator XP ALS500-M2 | CITY PIPE
07-20000 | 2"-150#-VSI-Divert Valve 7300 285 psig | DEALERS
07-21250 | 2" 150# Hatfield S7315F/X2500-PS120 2" 150# RF FLANGE 3 WAY CS X SS DIVERT VALVE ASSEMBLED AND TESTED TO UPDATE SYSTMS 120VAC ON/OFF FAIL CLOSE ACTUATOR | DEALERS
07-21275 | 2" 150# Hatfield VSI S7315F/X5000-PS024-EPB RF Flange, CS x SS, 3Way, T Port Divert Valve with 24VDC Universal, Update Systems Actuator, On-Off, Explosion Proof with Battery Backup and Super Cap. | CITY PIPE
07-23120 | 2” 150# TRIAC 31C-F1-0200-XXX-T 2" Series 31 3-Way, direct mount, full port ball valve with carbon steel body, CL150# flanged ends, reinforced TFE seats (RTFE) and T-Port 3-Way arrangement mounted to a VALVCON LADCWX SERIES 3000 IN.LB electric fail safe actuator w/ 4-20 MA or 0-10VDC position feed-back, SLA battery back up, 2 auxiliary limit switches, NEMA 4/4X/7 & 9, universal power, holding brake, heater/thermostat, handwheel override, visual indicator, mounting bracket & coupler fully assembled & tested. | GRAYBAR
07-24000 | 2"-150#-ASCO-Divert w/ H-31 Actuator. Pathway Controls 2" 150# flanged divert valve assembly with Asco actuator, Davis & Davis adaption and TFE packing gland. Divert thru the bottom port, for pressures to 200 psig. MFG PN: 304-237-12EI/H31A1121B21C2F1F | GRAYBAR
07-24855 | 2" 150# 3-Way T-Port Ball Divert Valve CS-RF | TORO COMPLET
07-26050 | 2"-Victaulic Divert w/ ASCO H-11 Actuator 0-50 psig | CITY PIPE
07-26500 | 2" 150# FLOTITE 3 way T-port ball valve part ID: MPF15CSTFFGL050 REV: MPF15-CS-T-FFG-L-050 multi-port series ,150# flanged, CS body, SS trim, TFM seats and stem seals, graphite body seals. Mounted to VALVCON LADCWX1000UL3Z EP Q30269 Mfg.: MetsoModel: LADCNEMA Rating: FM Explosion Proof , WT Torque: 1000 in/lb, 83 ft/lb On/Off posit board w/battery BUHWVolt: Universal power control, Duty Cycle Holding brake, 2 AUX LS. | CITY PIPE
07-27220 | 2" 150# Legacy Flow VSI 3 way CS X SS T port RF ball valve mounted with VTM 24VDC electric actuator, on/off, battery backup, explosion proof, assembled and tested. Mounting bracket and coupling for actuator and valve assembly. Package assembled and cycle tested to ensure proper operation and accurate stop positioning. V-Tork VTM series electric actuator, 24 VDC, 20 second cycle time, explosion proof enclosure, Open/Close, two DPDT limit switches, 885 LBF/In torque output, complete with battery back up for failsafe operation, fail CW, thermal overload protection, worm gear drive train for self-locking position, clutchless manual override with handwheel operator, 2.2 Amp draw, ISO 5211 F07/F10 mounting pad, 22MM star drive bushing, and visual position indicator. Mounting bracket and coupling for actuator and valve assembly. Package assembled and cycle tested to ensure proper operation and accurate stop positioning. 9" Flange to Flange. MFG PN: 2.00-S7315F-C2H VTM3-100-O-F-BB-XP | CITY PIPE
07-27225 | 2" 150 SS RF Ball Valve ESD mounted with VTM Actuator assembled and tested FAIL CLOSE DM3T2A23FTMTMF1-200 2" ANSI 150 RF J-Flow Controls three way divert valve, WCB body, 316 SS trim, "T" port, F07/F10 mounting pad V-Tork VTM series electric actuator, 24 VDC, explosion proof enclosure, On/Off, two mechanical DPDT limit switches, 885 LBF/In torque output, thermal overload protection, worm gear drive train for self-locking position, clutch less manual override with handwheel operator, 2.2 Amp draw, ISO 5211 F07/F10 mounting pad, .87”-star drive bushing, and visual position indicator | CITY PIPE
07-30000 | 3"-150#-VSI-Divert Valve 7300 285 psig. MFG PN: 3"S7315F-C2B-T/EXCM03/GBX | CITY PIPE
07-31500 | 3" 150# Hatfield S7315F/X2500-PS120 3"150# RF FLANGE 3 WAY CS X SS DIVERT VALVE ASSEMBLED AND TESTED TO UPDATE SYSTEMS 120VAC ON/OFF FAIL CLOSE ACTUATOR | INSTRUMENT M
07-31505 | 3" 150# Hatfield S7315F/X2500-PS120 3"150# RF FLANGE 3 WAY CS X SS DIVERT VALVE ASSEMBLED AND TESTED TO UPDATE SYSTEMS 120VAC ON/OFF FAIL CLOSE ACTUATOR. | CITY PIPE
07-31510 | 3" 150# Hatfield VSI S7315F/X5000-PSUNI-EPB RF Flange, CS x SS, 3Way, T Port Divert Valve with 120VAC/24VDC Universal, Update Systems Actuator, On-Off, Explosion Proof with Battery Backup and Super Cap. | CITY PIPE
07-31555 | 3" 150# Hatfield S7315F/X5000-PS120-EPB ¦ ASSEMBLY 3" 150# RF FLANGE CS X SS 3 WAY T PORT DIVERT VLV ASSEMBLED AND TESTED TO 120VAC ON-OFF FAIL CLOSE LEFT ENTRY EXPLOSION PROOF ACTUATOR WITH SUPER CAP | GRAYBAR
07-32430 | 3” 150# TRIAC 31C-F1-0300-XXX-T 3" SERIES 31 3-Way, direct mount, full port ball valve with carbon steel body, CL150# flanged ends, reinforced TFE seats (RTFE) and T-Port 3-Way arrangement mounted to a VALVCON LADCWX SERIES 3000 IN.LB electric fail safe actuator w/ 4-20 MA or 0-10VDC position feed-back, SLA battery back up, 2 auxiliary limit switches, NEMA 4/4X/7 & 9, universal power, holding brake, heater/thermostat, handwheel override, visual indicator, mounting bracket & coupler fully assembled & tested. | CITY PIPE
07-33300 | 3"-150#-ASCO-Divert Pathway Controls 3" 150# flanged divert valve assembly with Asco actuator, Davis & Davis adaption and TFE packing gland. Divert thru the bottom port, for pressures to 120 psig. 304-337- 12E1/H31A1121B21C2F1F | CITY PIPE
07-33325 | 3" 150# FLOTITE CSXSS 3‐way full port T‐port ball valve, TFM seats & seals mounted to a VALVCON LADCWX series 3000 in.lb electric actuator w/ 4‐20 mA or 0‐10 VDC position feedback, battery backup, 2 auxiliary limit switches, universal power, holding brake, heater/thermostat, handwheel override, visual indicator, mounting bracket & coupler, fully assembled & tested | CITY PIPE
07-34000 | 3” 150# JFLOW # DM3T 150#RF, 3-WAY, T PORT, CARBON STEEL BODY, 316SS TRIM, SUPER TFM SEATS & SEALS 304SS FASTENERS MOUNTED TO A VALVCON LADCWX SERIES 3000 IN.LB ELECTRIC ACTUATOR W/ 4-20 MA OR 0-10VDC POSITION FEEDBACK, BATTERY BACK UP, 2 AUXILLARY LIMIT SWITCHES, UNIVERSAL POWER, HOLDING BRAKE, HEATER/THERMOSTAT, HANDWHEEL OVERRIDE, VISUAL INDICATOR, MOUNTING BRACKET & COUPLER FULLY ASSEMBLED & TESTED | MIDSTREAM VA
07-36025 | 3" 300# FLOTITE 3” MPF30 CL300 3-WAY T-PORT, CSXSS TRUNNION TYPE FULL PORT BALL VALVE MOUNTED TO A VALVCON LADCWX 3000 IN.LB UNIVERSAL POWER ELECT. ACTUATOR W/ 4-20MA, BATTERY BACK UP, 2 AUX. SWITCHES, NEMA 4,4X,7 & 9, HOLDING BRAKE, HEATER/THERMOSTAT, VISUAL INDICATOR, HANDWHEEL OVERRIDE, BRACKET & COUPLER FULLY ASSEMBLED AND TESTED | MIDSTREAM VA
07-40000 | 4"-150#-VSI-Divert Valve 7300 285 psig S7315F/EXCM03 CS X SS 3 WAY T PORT DIVERT VALVE ASSEMBLED AND TESTED TO 120VAC VSI ACTUATOR, FAIL CLOSE, LEFT HAND ENTRY | CITY PIPE
07-40005 | 4" S7315S-C2B-T 4" 150# FLG CS 3-WAY BV; T-PORT | JET SPECIALT
07-41425 | 4" 150# Hatfield S7315F/X2500-PS120 4" 150# RF FLANGE 3 WAY CS X SS DIVERT VALVE ASSEMBLED AND TESTED TO UPDATE SYSTEMS 120VAC ON/OFF FAIL CLOSE ACTUATOR | CITY PIPE
07-41460 | 4" 150# Hatfield VSI S7315F/X5000-PSUNI-EPB flanged 3-way T-port divert valve with Update Systems X5000 actuator assembled and tested to universal power 24VDC/120VAC on-off explosion proof fail close with super cap. | CITY PIPE
07-41500 | 4" 150# RF Flange CS X SS 3 Way T Port Divert Valve, Assembled and Tested to Universal Power Supply 24VDC/120VAC Explosion Proof On-Off Fail Close Actuator with Super Cap. MFG PN S7315F/X2500-PSUNI-EPB | CITY PIPE
07-41815 | 4" 150# Legacy Flow Xintai 3-way T- port valve, WCB body, 316 SS ball/stem, PTFE seat automated with a V-Tork VTM3 electric actuator, 24VAC, with battery back-up. FAIL CCW. V-Tork VTM3-450-O-F-BB-XP series electric actuator, 24 VDC, explosion proof enclosure, two mechanical SPDT limit switches, two mechanical SPDT auxiliary switches, two torque switches, 3983 LBF/In torque output, complete with battery back up for failsafe operation, fail CW, thermal overload protection, worm gear drive train for self-locking position, clutchless manual override with handwheel operator, 1.9 Amp draw, ISO 5211 F07/F10 mounting pad, and visual position indicator. Package assembled and cycle tested to ensure proper operation and accurate stop positioning. | CITY PIPE
07-42040 | 4” 150# TRIAC 31C-F1-0400-XXX-T 4" SERIES 31 3-Way, direct mount, full port ball valve with carbon steel body, CL150# flanged ends, reinforced TFE seats (RTFE) and T-Port 3-Way arrangement mounted to a VALVCON LADCWX SERIES 3000 IN.LB electric fail safe actuator w/ 4-20 MA or 0-10VDC position feed-back, SLA battery back up, 2 auxiliary limit switches, NEMA 4/4X/7 & 9, universal power, holding brake, heater/thermostat, handwheel override, visual indicator, mounting bracket & coupler fully assembled & tested. | CITY PIPE
07-44400 | 4" 150# Pathway Controls flanged divert valve assembly with Asco H-31 actuator, Davis & Davis adaption and TFE packing gland. Divert thru the bottom port, for pressures to 80 psig. MFG PN: 304-437- 12E1/H31A1121B21C2F1F3 | INSTRUMENT M
07-47325 | 4” 150# JFLOW # DM3T 150#RF, 3-WAY, T PORT, CARBON STEEL BODY, 316SS TRIM, TFM1600 SEATS & SEALS B7M FASTENERS MOUNTED TO A VALVCON LADCWX SERIES 3000 IN.LB ELECTRIC ACTUATOR W/ 4-20 MA OR 0-10VDC POSITION FEEDBACK, BATTERY BACK UP, 2 AUXILLARY LIMIT SWITCHES, UNIVERSAL POWER, HOLDING BRAKE, HEATER/THERMOSTAT, HANDWHEEL OVERRIDE, VISUAL INDICATOR, MOUNTING BRACKET & COUPLER FULLY ASSEMBLED & TESTED | MIDSTREAM VA
07-48000 | 4" 150# FLOTITE 3KB5Z 3KB5Z 3-Way t-Port, CS Body, SST Trim Packaged with VALVCON LADCWX3000UB5Z-UP; FM Explosion Proof & Weathertight NEMA 4/4X/7&9, Torque: 3000 in/lb, Universal Control posit board w/Lithium lon Battery Back Up, Universal Power(12/24DC, 24/115/230AC) ,Handwheel Override, Continuous Duty Cycle Holding brake, Q30248 | CITY PIPE
0-75 PSI | ??? | ELLIOTT ELEC
07-50000 | Update Systems 2500 Actuator W/ Smart Step 24VDC X2500-PS024 | CITY PIPE
07-50050 | Update Systems 2500 Actuator W/ Smart Step 120VAC X2500-PS120 | EGGELHOF, IN
07-50100 | VSI Adapter for 8" Valves to 1020, Part #27M17 | ELLIOTT ELEC
07-50101 | 27M22 Adapter 10-12 Valves to 1020, 1040, 1060 ACT MFG PN 27M22 | CITY PIPE
07-50105 | XCTRL Smart Step Controller Module MFG PN XCTRL
07-50150 | VSI 2" 150# Divert Valve, SST, T-Port RFFE Part #S7315F-C2H | CITY PIPE
07-50200 | VSI 3" 150# Divert Valve SST, T-Port, RFFE, Part #S7315F-C2H | CITY PIPE
07507561 E40-E50 HARDWARE KIT | 07507561 E40-E50 Hardware Kit | ELLIOTT ELEC
07-51000 | Smartstep 2500 Supercap w/ 24 VDC & 100-240 VAC MFG PN X2500-PSUNI-EPB | CITY PIPE
07-51005 | Supercap w/ 24 VDC & 100-240 VAC Input Voltage MFG PN PSUNI-EPB | CITY PIPE
07-51010 | SmartStep X5000- 5000 in/lbs- Universal Voltage Input - w/Supercap MFG PN X5000-PSUNI-EPB | BASIN CONTRO
07512ET3E405T-W22 | 75HP MOTOR, 1200RPM, 3/60/460, 84.9A, INSULATION CLASS F, 1.25 SERVICE FACTOR, NEMA PREMIUM EFFICIENCY DESIGN B, CW/CCW ROTATION, 405T FRAME | CITY PIPE
07518XT3E365T | W21 Explosion-proof Motor NEMA Premium Efficiency 75 HP 4P 364/5T 3Ph 230/460//380 V 60//50 Hz IC411 - TEFC - Foot-mounted | CITY PIPE
07-65300 | 6" 150# Model# DM3T-2A33FTMTM-F1, JFlow 6" 150# flanged 3-way ball valve, SS body, 316ss trim, TFM 1600 seats and seals with Paladon #EHYS-8-44-SRC8F Electro-Hydraulic spring return actuator, 120 VAC, Class 1, Div. 2, with Westlock# 9479NBY-4 SPDT auxiliary limit switches, speed control and local on/off. Good for pressures to 285 psig. | CITY PIPE
0-800 PSI | ??? | CITY PIPE
08-00100 | ACTUATOR - LIMITORQUE MXA-10-B4-40 ELECTRIC ACTUATOR, 460V/3/60, 40 RPM, NON-INTRUSIVE, STANDARD CONTROLS, LCD SCREEN, OA OPTION BOARD, B/K TORQUE BUSHING, XP, FACTORY NEW. OPERATING TIME: 24 SECONDS | CITY PIPE
08-20200 | 2" ANSI 150# Franklin DuraSeal Valve, Fig.#D711. Viton slip seals & trim, A216 WCB Body with Chrome ID, A350 LF2 Plug with ENP, A350 LF2 Bonnet and Lower Plate, A536 DI Slips, Raised Face Flanged End, 100 Handwheel Operator & DTR Assembly. | UP&S, INC
08-20225 | 2"-150#-Franklin-B&B Valve D711-100 GO | CITY PIPE
08-20500 | 2" ANSI 150# Franklin DuraSeal Valve, Fig.#D711. Viton slip seals & trim, A216 WCB Body with Chrome ID, A350 LF2 Plug with ENP, A350 LF2 Bonnet and Lower Plate, A536 DI Slips, Raised Face Flanged End, 100 Handwheel Operator & Stainless Steel DTR Assembly w/ NACE Bolting. | CITY PIPE
08-24100 | 2" 150# OMNI DBB Valve w/ HWO 150-2/37H | CITY PIPE
08-30300 | 3" ANSI 150# Franklin DuraSeal Valve, Fig.#D711. Viton slip seals & trim, A216 WCB Body with Chrome ID, A350 LF2 Plug with ENP, A350 LF2 Bonnet and Lower Plate, A536 DI Slips, Raised Face Flanged End, 100 Handwheel Operator & DTR Assembly. | CITY PIPE
08-30325 | 3"-150#-Franklin-B&B Valve D711-100 GO
08-30360 | 3" ANSI 150# Franklin DuraSeal Valve, Fig.#D711. Viton slip seals & trim, A216 WCB Body with Chrome ID, A350 LF2 Plug with ENP, A350 LF2 Bonnet and Lower Plate, A536 DI Slips, Raised Face Flanged End, 100 Handwheel Operator & Stainless Steel DTR Assembly w/ NACE Bolting. | CITY PIPE
08-32150 | 3" 150# RF FIG. 271 DAN-EX 0311KK-AC1-N REDUCED PORT PLUG VALVE, STD. MATERIALS OF CONSTRUCTION, NACE SPEC MR-0175, SLIP/TRIM: VITON/VITON, HANDWHEEL OPERATED, FACTORY WHITE COATING, FACTORY NEW WITH HYDROSTATIC, TEST CERTIFICATE PER API 6D, ORIENTATION 11, STANDARD DTR SYSTEM | JET SPECIALT
08-33000 | 3" 150# OMNI DBB Valve w/ HWO 150-3/37H | JET SPECIALT
0838-01-0218-16 | 2 3/4 Plunger Packing | JET SPECIALT
08-40400 | 4" ANSI 150# Franklin DuraSeal Valve, Fig.#D711. Viton slip seals & trim, A216 WCB Body with Chrome ID, A350 LF2 Plug with ENP, A350 LF2 Bonnet and Lower Plate, A536 DI Slips, Raised Face Flanged End, 200 Handwheel Operator & DTR Assembly. | CITY PIPE
08-40425 | 4" ANSI 150# Franklin DuraSeal Valve, Fig.#D711. Viton GF Slip Seals and Trim, A216 WCB Body with Chrome ID, A350 LF2 Plug with ENP, A350 LF2 Bonnet and Lower Plate, A536 DI Slips, Raised Face Flanged End, 201 Gear Operator, and DTR Assembly. | MCCARTY EQUI
08-40455 | 4" ANSI 150# Franklin DuraSeal Valve, Fig.#D711. Viton slip seals & trim, A216 WCB Body with Chrome ID, A350 LF2 Plug with ENP, A350 LF2 Bonnet and Lower Plate, A536 DI Slips, Raised Face Flanged End, 200 Handwheel Operator & DTR Assembly. NACE Bolting and Stainless Steel DTR Assembly Description Material Test Reports | SUMMIT
08-41000 | 4" ANSI 150# Franklin DuraSeal Valve, Fig.#D711. Viton slip seals & trim, A216 WCB Body with Chrome ID, A350 LF2 Plug with ENP, A350 LF2 Bonnet and Lower Plate, A536 DI Slips, Raised Face Flanged End, 201 Gear Operator & DTR Assembly. w/ MAK For Actuation. Mounted to LIMITORQUE MXA-05-B4-40 electric actuator, 460/3/60, B4 BASE, standard controls, LCD screen, OA, 24VDC controls (no UPS included), factory new. O/C: approximately 26 seconds | SUMMIT
08-41195 | 4" ANSI 150# RECONDITIONED Franklin DuraSeal Valve, Fig.#D711. Viton slip seals & trim, A216 WCB Body with Chrome ID, A350 LF2 Plug with ENP, A350 LF2 Bonnet and Lower Plate, A536 DI Slips, Raised Face Flanged End, 200 Handwheel Operator & DTR Assembly. | STEALTH PUMP
08-43125 | 4" 150# OMNI DBB Valve w/ HWO 150-4/50H | TEINERT META
08-44000 | 4" 150# RF FIG. 271 DAN EX REDUCED PORT PLUG VALVE STD MATERIALS OF CONSTRUCTION 4" 150# RF FIG. 271 DAN EX REDUCED PORT PLUG VALVE STD MATERIALS OF CONSTRUCTION TRIM/SLIP: VITON/VITON HWO FACTORY WHITE COATING FACTORY NEW WITH HYDROSTATIC TEST CERTIFICATE PER API 6D. ORIENTATION 11, NACE TRIM/SLIP: VITON/VITON HWO FACTORY WHITE COATING FACTORY NEW WITH HYDROSTATIC TEST CERTIFICATE PER API 6D. ORIENTATION 11, NACE | SUMMIT
08521947 RAPTOR 50HCBM | 08521947 Raptor 50HCBM 1-3/4” Couplings/Flex Clutch | TEINERT META
08-60100 | 6" 150# Franklin DuraSeal Valve, Fig.#D711. Viton slip seals & trim, A216 WCB Body with Chrome ID, A216 WCB Plug with ENP, A350 LF2 Bonnet and Lower Plate, A536 DI Slips, Raised Face Flanged End, 300 Handwheel Operator & DTR Assembly. Material Test Reports Included | CITY PIPE
08-60600 | 6" ANSI 150# Franklin DuraSeal Valve, Fig.#D711. Viton slip seals & trim, A216 WCB Body with Chrome ID, Plug with ENP, Bonnet, Lower Plate, A536 DI Slips RFFE, 300 Handwheel Operator & DTR assembly | CITY PIPE
08-60650 | 6" 150# Franklin Duraseal Flanged RF WCB body, D.I.-ENP trim, Viton seals, Standard DTR relief arrangement, Gear Operated, Nace Modification
08-60655 | 6" 150# Franklin Duraseal Flanged RF WCB body, D.I.-ENP trim, Viton seals, Standard DTR relief arrangement, Gear Operated Double Block and Bleed Valves Franklin #D711-301 GO, TORQUE: 19 FT. LBS., TURNS: 16 LIMITORQUE MXA-05-26 ELECTRIC ACTUATOR 480/3/60, 26 RPM
08-60800 | 6" 300# Franklin Duraseal Flanged RF WCB body, D.I.-ENP trim, Viton seals, Standard DTR relief arrangement, Gear Operated Double Block and Bleed Valves Franklin #D721-301 GO, TORQUE: 60 FT. LBS., TURNS: 15 | ELLIOTT ELEC
08-67900 | 6" 900# Valve, Ball, PBV, 6700 Series, 6” C-6790-73-2236-DH-NG 97DGN, 3pc Trunnion, CL 900, FP, RTJ, GO, A105/LF2 Body, SS Trim, Devlon Seats, HNBR Seals, API 6D NACE Firesafe, 97DGN | CITY PIPE
08732-0065-0003 | KIT, MAGMETER REMOTE MOUNT WIRING, STANDARD TEMPERATURE COMPONENT CABLES, COLOR IS BLUE ELECTRODE, GREY COIL, FEET
08-80500 | 8" 150# Franklin Duraseal Flanged RF WCB body, D.I.-ENP trim, Viton seals, Standard DTR relief arrangement, Gear Operated Double Block and Bleed Valves Franklin #D711-301 GO, TORQUE: 41 FT. LBS., TURNS: 18 NACE TRIM
08-80600 | 8"-300#-Franklin-B&B Valve D721-401 GEAR OP | CITY PIPE
08815NV | 15-30325 F SC-47CC/CLMP SCULCON BOX,BLK COIL,32'
08-84700 | 8" 300# GENERAL TWIN SEAL, MODEL 8821, GEAR OPERATED, REDUCED PORT DB&B VALVE MANUALLY OPERATED | CITY PIPE
089490099A | G28 BRKT 089490098WCA KB. Front Motor Cover by Shaft | CITY PIPE
0-9 WIRE MARKER | Job # 21109-10 Charge back to moms meals | CI ACTUATION
09-10000 | #20 Heavy Buna-N Diaphragm (60000064) MFG PN 4901005630
09-10005 | #10 Buna Diaphragm (50108612) MFG PN 4901003230
09-14150 | Taylor 8250 Series Relief Valve, 1“ Body, E Orifice, 1” MNPT X 1“ FNPT, Carbon Steel Body, Viton Elastomer, 150 PSIG for Liquid, 86 GPM Max Capacity. MFG PN: 825E4351311 Taylor Valve Technology Certificate States the Valves Certification, Specification, Materials, and Set Pressure Specifications, One Cert Needed Per Valve | ODESSA PUMPS
09-14160 | Taylor 8200 Series 3/4 MNPT Inlet x 1" FNPT Outlet Nace Relief Valve Set @ 160psi Liquid Service Crude Oil | TAG PLACE
09-14170 | Taylor 8200 Series 3/4 MNPT Inlet x 1" FNPT Outlet Nace Relief Valve Set @ 170psi Liquid Service Crude Oil | CI ACTUATION
09-14175 | Taylor 8200 Series 3/4" MNPT Inlet x 1" FNPT Outlet Nace Relief Valve Set @ 175psi Liquid Service Crude Oil 82E4251341 | DEALERS
09-14225 | Taylor 8200 Series 3/4 MNPT Inlet x 1" FNPT Outlet Nace Relief Valve Set @ 225psi Liquid Service Crude Oil 825E5251341 | SUMMIT
09-14230 | Taylor 8250 Series 1" MNPT Inlet x 1" FNPT Outlet Nace Relief Valve Set @ 225psi Liquid Service Crude Oil with Test Report MDSETAY825E5351341L/N/T | ELLIOTT ELEC
09-14240 | Taylor 8200 Series 3/4 MNPT Inlet x 1" FNPT Outlet Nace Relief Valve Set @ 240psi Liquid Service Crude Oil | ELLIOTT ELEC
09-14250 | Taylor 8200 Series 3/4 MNPT Inlet x 1" FNPT Outlet Nace Relief Valve Set @ 250psi Liquid Service Crude Oil | CI ACTUATION
09-15000 | Taylor 8200 Series 3/4 MNPT Inlet x 1" FNPT Outlet Nace Relief Valve Set @ 275psi Liquid Service Crude Oil | ELLIOTT ELEC
09-15005 | Taylor 8250 Series 1" MNPT Inlet x 1" FNPT Outlet Nace Relief Valve Set @ 275psi Liquid Service Crude Oil with Test Report MDSETAY825E5351341L/N/T | CITY PIPE
09-15025 | Anderson Greenwood 81PS1NM68-8-8 NACE Trim 3/4" MNPT Inlet x 1" FNPT Outlet Balanced Spindle Type Relief Valve Set @ 275 psi, Liquid Service Crude Oil | CITY PIPE
09-15100 | 825E5251341- 285 - Liquid Taylor Safety Relief Valve 8250 Series, E Orifice, 3/4“ MNPT X 1” FNPT, Carbon Steel Body, Nace Service, Viton Elastomers, Set at 285 PSI for Liquid, Spring Range 201-350, 119 GPM Taylor Valve Material Test Report Taylor Valve Technology Test Report States What The Valve Is Set At And Popped At While Being Tested At Taylor’s Facility, One Certificate Needed Per Valve | CI ACTUATION
09-15105 | Taylor 8250 Series 1" MNPT Inlet x 1" FNPT Outlet Nace Relief Valve Set @ 285psi Liquid Service Crude Oil with Test Report MDSETAY825E5351341L/N/T | ELLIOTT ELEC
09-15200 | Taylor 8250 Series Safety Relief Valve, 1“ MNPT X 1” FNPT, Carbon Steel Body, E Orifice, Viton Seals, 191-340 PSI Spring Range, Certified For Liquid, Set At 325 PSIG, 127 GPM Stamped Capacity Conventional Type (10% of Set Pressure as Max Allowable Back Pressure) | DEALERS
09-15400 | Taylor 8250 Series Safety Relief Valve , E Orifice, 1“ Carbon Steel Body, 341-700 PSI Spring Range, Viton Seat, Set at 650 Psi Certified For Liquid, 179 GPM Stamped Capacity, Conventional Type (10% Of Set Pressure As Max Allowable Back Pressure).Includes MTRs and test reports. MFG PN: 825E6351311- 650 - Liquid | SUMMIT
09-15405 | Taylor 8250 Series Relief Valve, E Orifice, 1" MNPT X 1" FNPT, CS Body, Closed top, Viton Seat and O-rings, Spring Range 341-700 PSIG, 186 GPM Stamped Capacity, Set at 700 PSIG, Certified for liquid, Conventional Type. MFG PN 825E6351311-700 W/MTRs | SUMMIT
09-15650 | Mercer 1" x 1" Relief Valve "Sour Liquid Trim" set @ 650 psi. MFG PN: 91-17D51T11B1 Mercer Material Certificate Included | SUMMIT
09-15680 | Mercer 1" x 1" Relief Valve "Sour Liquid Trim" set @ 680 psi. MFG PN: 91-17D51T11B1 Mercer Material Certificate Included | GRAYBAR
09-15700 | Mercer 1" x 1" Relief Valve "Sour Liquid Trim" set @ 700 psi. MFG PN: 91-17D51T11B1 Mercer Material Certificate Included | DEALERS
09-15725 | Mercer 1" x 1" Relief Valve "Sour Liquid Trim" set @ 720 psi | BIG LIC CO
09-15730 | Mercer 1" x 1" Relief Valve "Sour Liquid. Trim" set @ 750 psi. MFG PN: 91-17D51T11B1. Mercer Material Certificate Included | SPECIALTY EQ
09-15740 | Taylor 8200 Series 3/4 MNPT Inlet x 1" FNPT Outlet Nace Relief Valve Set @ 740psi Liquid Service Crude Oil 82E7251341 | SPECIALTY EQ
09-15745 | Taylor 8250 Series 1" MNPT Inlet x 1" FNPT Outlet Nace Relief Valve Set @ 740psi Liquid Service Crude Oil with Test Report MDSETAY825E5351341L/N/T | SPECIALTY EQ
09-15800 | Taylor 8200 Series 3/4 MNPT Inlet x 1" FNPT Outlet Nace Relief Valve Set @ 800psi Liquid Service Crude Oil | LEGACY FLOW
09-16000 | Taylor 8250 Series Relief Valve, E Orifice, 701-1100 PSI Spring Range, Carbon Steel Body, 1” MNPT x 1“ FNPT, Closed Top, Teflon Seat, Viton O-Rings, Set at 1000 PSI, Certified For Liquid, 223 GPM Stamped Capacity, Conventional Type (10% Of Set Pressure As Max Allowable Back Pressure).To include MTRs and test reports. MFG PN: 825E7351312- 1000 - Liquid | LEGACY FLOW
09-16500 | Mercer 1" x 1" Relief Valve "Sour Liquid Trim" set @ 1000#'s | INDUSTRIAL
09-17000 | Taylor 8200 Series 3/4 MNPT Inlet x 1" FNPT Outlet Nace Relief Valve Set @ 1480 psi Liquid Service Crude Oil | INDUSTRIAL
09-18580 | Mercer 91-34H51V76U1 Pressure Safety Valve: 1 1/2" MNPT x 2" FNPT, Set @ 80 PSIG, WCB CS Body/Bonnet, 316SS Nozzle/Disk, Viton 90 Seat, Viton/Buna-N O-Ring, Inconel X750 Spring, Closed Cap | STEALTH PUMP
09-18665 | Mercer 91-51J11V78U1 Pressure Safety Valve: 2" 150#RF X 3" 150#RF, J Orifice, Set @ 80 PSIG, WCB CS Body/Bonnet, 316SS Nozzle/Disk, Viton 90 Seat, Viton/Buna-N O-Ring, 17-7 PH Stainless Steel Spring, Closed Cap | INDUSTRIAL
09-20000 | Pathway Model# 550-232-14B1 2” 150# flanged piston operated back pressure valve, integral seat, TFE plug, fluorocarbon packing and seals, 40-240psi spring range. | CITY PIPE
09-20010 | Repair Kit F/510 2" #20TW Bun Repair Kit 2" RDFG Ser 510 MFG PN 80106892 | GT SOUTHWEST
09-20025 | 2"-300#-Pathway B.P. Valve | THE SHERWIN
09-22250 | 2"-150#-Invalco-B.P. Valve 80006241-6244 RDFG-201-510 (all spring range) | TEINERT META
09-28100 | 2" 150# Bray Flow-Tek V-Ball Control Valve. 2” CL150 60 DEG. Segmented full stainless flanged soft seated V-ball TFM seat & stem mounted to a VALVCON ADCWX 600 IN.LB fail safe electric actuator w/ 4-20 MA, handwheel override, battery back-up, heater thermostat, NEMA 4,4X,7 & 9, holding brake, mounting bracket & coupler fully assembled & tested.
09-28120 | 2" 150# AT Control VSF102 CL150/ADCWX600 2 IN. CL150 SEGMENTED V-BALL, FULL STAINLESS, 50-50 STFE SEATS, G-PTFE PACKING MOUNTED TO A VALVCON ADCWX SERIES 600 IN.LB ELECTRIC ACTUATOR W/ 4-20 MA OR 0-10VDC POSITION FEEDBACK, BATTERY BACK UP, 2 AUXILLARY LIMIT SWITCHES, UNIVERSAL POWER, HOLDING BRAKE, HEATER/THERMOSTAT, HANDWHEEL OVERRIDE, VISUAL INDICATOR, MOUNTING BRACKET & COUPLER FULLY ASSEMBLED & TESTED
09-28325 | 2" 150# RECONDITIONED FISHER 2" 150 V150 CONTROL VALVE w/ LIMITORQUE QX-2-B4 ELECTRIC ACTUATOR, 115/1/60, B4 BASE, MODULATING CONTROLS (4-20MA INPUT), APT OPTION BOARD (4-20MA OUTPUT), NONINTRUSIVE, STANDARD CONTROLS, LCD SCREEN, OA OPTION BOARD, B/K TORQUE BUSHING, MOUNTING ADAPTION, XP, FACTORY NEW OPERATING TIME: 8-30 SECONDS (ADJUSTABLE)
09-29000 | 2" 150 DYNAFLO WAFER 570 CONTROL VALVE, LCC BODY, MR0175/ISO15156 NACE COMPLIANT, SINGLE PTFE V-RING PACKING, CG8M/CRPL BALL MATERIAL, SQUARE SHAFT CONNECTION, S20910 SHAFT MATERIAL, STANDARD BALL SEAL DESIGN, PTFE SEAL, S17400/CPTFE BEARING MATERIAL, FORWARD FLOW DIRECTION, -50 TO +450 DEG F, CV @ 90DEG OPEN: 112, VI SHUT OFF CLASS, STANDARD DFPS-01 PAINT ACTUATOR LIMITORQUE QX-1-B4 ELECTRIC ACTUATOR, 120VAC/1/60, B4 BASE, MODULATING (4-20ma INPUT) CONTROLS, LCD SCREEN, APT (4-20ma OUTPUT) FEEDBACK, OA OPTION BOARD, B/K TORQUE BUSHING, MOUNTING ADAPTION, MOUNT/SET TO VALVE, XP, FACTORY NEW OPERATING TIME: 5-20 SECONDS (ADJUSTABLE)
09-30000 | 3"-150#-Pathway-B.P. Valve (20-145 psig) Piston Operated MFG PN 550-332-14B1
09-30010 | 213"-150#-Pathway-B.P. Valve (20-160 psig) Piston Operated MFG PN 550-332-21A1. Removable SS Trim Seat, Molded Nitrile/Steel Trim Plug, Nitrile/TFE/Brass Packing Gland, Nitrile Seals
09-30025 | 3"-150#-Pathway-B.P. Valve (0-300 psig) Pilot Operated MFG PN 550-333-14B1. Air/Gas Operated, Integral Valve Trim Seat, TFE Trim Plug Insert, Brass/Fluorocarbon Packing Gland & Orings
09-33000 | 3"-150#-Invalco-B.P. Valve 80006245-6248 RDFG-301-510 (all spring range) | INDUSTRIAL
09-34000 | Repair Kit 3"+4" RDFG Ser 509+510 MFG PN 80106893 | INDUSTRIAL
09-34005 | Cemco 3"-4" Back Pressure Valve Top Plugs Buna MFG PN 4901007800 | INDUSTRIAL
09-34010 | Cemco 3"-4" Back Pressure Valve Bottom Plugs Buna MFG PN 4901002960 | INDUSTRIAL
09-34850 | 3" 150# Daniel model 707 spring loaded back pressure control valve, cast steel body, SS piston, viton o-rings, 30-80 psi spring range (set point 55 psi) MODEL 531093-693 Includes MTRs and Hydro Test Certificate | INDUSTRIAL
09-35000 | 3" 150# Brodie Back Pressure Control - Normally Closed, 3”, 150 lb. ANSI/285 PSI MWP, elastomers “AP” with Teflon Bal-Seal Dynamic / Viton-F Static Piston, Spring range 0-40 psi PN BV60A03ADC3A1AAB | INDUSTRIAL
09-35350 | 3" 150# Brodie Back Pressure Control - Normally Closed, 3”, 150 lb. ANSI/285 PSI MWP, elastomers “AP” with Teflon Bal-Seal Dynamic / Viton-F Static Piston, Spring range 150-350 psi PN BV60A03ADC7A1AAA | INDUSTRIAL
09-37000 | 3" 150# JFLOW V-Ball Control Valve. 3" SEGMENTED DIRECT MOUNT ANSI CLASS 150# BALL VALVE, 60 DEGREE VBALL, ASMEB16.5 150# FLANGED, CF8M BODY, A351 GR CF8M BALL, SS316 STELLITED METAL SEAT, GRAPHITE STEM PACKING, ANSI CLASS IV SHUTOFF, BLOW OUT PROOF STEM ISO DIRECT MOUNT F07, 17MM SQ STEM, ISA 6.5"FF. MOUNTED TO A VALVCON LADCWX SERIES 1000 IN.LB ELECTRIC FAIL SAFE ACTUATOR W/ 4-20 MA OR 0-10VDC POSITION FEEDBACK, LITHIUM ION BATTERY BACK UP, 2 AUXILIARY LIMIT SWITCHES, NEMA 4/4X/7 & 9, UNIVERSAL POWER, HOLDING BRAKE, HEATER/THERMOSTAT, HANDWHEEL OVERRIDE, VISUAL INDICATOR, MOUNTING BRACKET & COUPLER FULLY ASSEMBLED & TESTED | CITY PIPE
09-37525 | 3” 300# S19 SERIES SEGMENTED V-BALL, CS X SS 1 PIECE DESIGN MOUNTED TO A VALVCON LADCWX 1000 IN.LB UNIVERSAL POWER ELECTRIC ACTUATOR W/ 4-20MA, BATTERY BACKUP, HOLDING BRAKE, VISUAL INDICATOR, HANDWHEEL OVERRIDE, HEATER/ THERMOSTAT, NEMA 4,4X,7 & 9, 2 AUXILLARY SWITCHES, MOUNTING BRACKET & COUPLER FULLY ASSEMBLED & TESTED | EDGEN MURRAY
09-40000 | 4"-150#-Pathway-B.P. Valve (25-110 psig) 550-432-14B3 Piston Operated | INDUSTRIAL
09-40010 | 4"-150#-Pathway-Model# 550-432-14B4, Back Pressure Valve, self-contained piston operated, integral valve trim seat, TFE valve plug insert, brass/fluorocarbon packing gland, fluorocarbon packing & O-rings, with two springs for higher back-pressure. Back-pressure range: 90-175psig; Max Working Pressure: 275psig; Working temperature: -20°F to +240°F | TEINERT META
09-41000 | 4"-150#-Invalco-B.P. Valve 80006249-6252 RDFG-401-510 (all spring range) | INDUSTRIAL
09-43000 | 4" 150# Brodie Back Pressure Control - Normally Closed, 4”, 150 lb. ANSI/285 PSI MWP, elastomers “AP” with Teflon Bal-Seal Dynamic / Viton-F Static Piston, Spring range 0-40 psi | INDUSTRIAL
09-44250 | 4" 150# J-Flow 4DM9933CL150 segmented v-ball back pressure control valve with Valvcon LADCWX3000UB5Z-UP; FM Explosion Proof & Weathertight NEMA 4/4X/7&9, Torque: 3000 in/lb, Universal Control posit board w/Lithium lon Battery Back Up, Universal Power(12/24DC, 24/115/230AC) ,Handwheel Override,Cont Duty Cycle Holding brake. | INDUSTRIAL
09-44500 | 4" 150# Hatfield 4"V-4/1200XT-PS024-EPB200,4"150# RF FLANGE CS X SS SEGMENTED BALL VALVE ASSEMBLED AND TESTED TO UPDATE SYSTEMS 120VAC MODULATING FAIL SAFE 24VDC ACTUATOR AND DECLUTCHABLE GEAR OVERRIDE | INDUSTRIAL
09-60000 | 6"-150#--B.P. Valve 80006254-6257 RDFG-601-510 (all spring range)
09-62275 | 6" 150# VSF106/LADCWX3000 SS X SS TRIAC VS-F1-0600-SXX V-PORT BALL VALVE, 50-50 STFE SEATS, G-PTFE PACKING MOUNTED TO A VALVCON LADCWX SERIES 3000 IN.LB ELECTRIC ACTUATOR W/ 4-20 MA OR 0-10VDC POSITION FEEDBACK, BATTERY BACK UP, 2 AUXILLARY LIMIT SWITCHES, UNIVERSAL POWER, HOLDING BRAKE, HEATER/THERMOSTAT, HANDWHEEL OVERRIDE, VISUAL INDICATOR, MOUNTING BRACKET & COUPLER FULLY ASSEMBLED & TESTED | KNIGHTEN MAC
09-64000 | 6" 150# Brodie Back Pressure Control - Normally Closed, 6”, 150 lb. ANSI/285 PSI MWP, elastomers “AP” with Teflon Bal-Seal Dynamic / Viton-F Static Piston, Spring range 0-40 psi. MFG PN: BV60A06ADC3A1AAB
09-66225 | 6" 150# Hatfield V-6/1200XT-PS024-EPB200 6" 150# RF FLANGE CS X SS SEGMENTED BALL VALVE ASSEMBLED AND TESTED TO UPDATE SYSTEMS 24 VDC MODULATING FAIL SAFE ACTUATOR AND DECLUTCHABLE GEAR OVERRIDE
09673IO | F SP-PYIO OPTIC/4P PORT CANE36",20'CA
0987-1011 | ??? | THE SHERWIN
09-88000 | 8" 150# REMAN RF FISHER V150, SST BODY, SST BALL, TCM SEAL, PEEK/PTFE BEARINGS, SS DD SHAFT MOUNTED TO A VALVCON LADCWX 3000 IN.LB FAIL SAFE ELECTRIC ACTUATOR W/ 4-20 MA, HANDWHEEL OVERRIDE, BATTERY BACK-UP, HEATER THERMOSTAT, NEMA 4,4X,7 & 9, HOLDING BRAKE, MOUNTING BRACKET & COUPLER FULLY ASSEMBLED & TESTED | MECHANICAL S
09-88500 | 8" Valve, Butterfly, ABZ, 432 Series, 8.0 Inch, 408 Trim, NACE MRO-175 (NON-NACE HARDWARE) Cl 300, Lug, WCB Body, 316 SS Disc, 17-4 SS Stem, RMTFE + Inconel 718 Seat, Graphite Packing. LIMITORQUE QX-5-B4 ELECTRIC ACTUATOR, 460VAC/3/60, B4 BASE, NONINTRUSIVE, MODULATING CONTROLS, LCD SCREEN, APT FEEDBACK, 120V XFMR, B/K TORQUE BUSHING, MOUNTING ADAPTION, MOUNT/SET TO VALVE, XP, FACTORY NEW OPERATING TIME: 60-120 SECONDS (ADJUSTABLE) | BASIN ENGINE
099-0000-01I | Conduit PLT (3)3” NPT 130-7564 | STEALTH PUMP
0B+JUG | PERFORMANCE PLUS WIRE CONNECTOR O/B+JUG,500/JUG | THE SHERWIN
0G80YKOOO100 | 1" THD CLASS 800 GLOBE VALVE, CS BODY, 410/420 HF TRIM, API602, NACE, HANDWHEEL OPERATED | SMP SUPPLY
¼” BALON BV LS02592 | ¼” Balon BV LS02592 | SPECIALTY EQ
¼” CLOSED NIPPLES | ¼” closed nipples | INDUSTRIAL
¼” CROSSES 2000# | ¼” crosses 2000# | INDUSTRIAL
¼” CROSSES THREADED | ¼” crosses threaded | INDUSTRIAL
¼” FULL COLLARS | ¼” full collars | INDUSTRIAL
¼” THK X 180 DEG X 12” WD 6” | ¼” THK X 180 DEG X 12” WD 6” P.S. FRP – ETCHED INSIDE | INDUSTRIAL
¼” THK X 8” WD 6” P.S. | 1/4" THK X 90 DEG 8" WD 6" P.S. FRP - ETCHED INSIDE | INDUSTRIAL
¼” THK X 90 DEG X 12” WD 6” | ¼” THK X 90 DEG X 12” WD 6” P.S. FRP – ETCHED Inside | INDUSTRIAL
¼” THREADED CROSS S/S | ¼” threaded cross S/S | INDUSTRIAL
¼” THREADED CROSSES | ¼” threaded crosses | CITY PIPE
¼” X 2” S160 THREADED NIPPLES | ¼” x 2” S160 threaded nipples | CITY PIPE
¼” X 3” NIPPLES SCH160 | ¼” x 3” nipples sch160 | CITY PIPE
¼” X 3” S160 THREADED NIPPLES | ¼” x 3” S160 threaded nipples | CITY PIPE
¼” X 3” XH NIPPLE | ¼” x 3” XH nipple | ELLIOTT ELEC
¼” X 3” XH NIPPLES | ¼” x 3” XH Nipples | CITY PIPE
¼” X 4” NIPPLES SCH160 | ¼” x 4” nipples sch160 | SUMMIT
½ X 2 FLAT BAR | ½ x 2 flat bar | TORO COMPLET
½" X 2 ½" S80 NIPPLES | ½" X 2 ½" S80 NIPPLES | CITY PIPE
½’’ COUPLING 3000LB SW | ½’’ coupling 3000lb sw | CITY PIPE
½” 3000# BALL VALVE FNPT | BONNEY FORGE 9HL-18L W/ Cryo Extension and vent in wedge Offering 1500# rated gate valve - rated 3600 PSI @ 100F | CITY PIPE
½” 3000# TOL | ½” 3000# TOL | MCCARTY EQUI
½” 90’S 3000# THREADED | ½” 90’s 3000# threaded
½” BALON BALL VALVES | ½” Balon ball valves 1/2F-F03N-SE
½” BALON NEEDLE VALVES | ½” balon needle valves M to F 6000# | CITY PIPE
½” BALON NEEDLE VALVES | ½” balon needle valves (N463-FF) Female ends | MCCARTY EQUI
½” BLUE MONSTER TEFLON TAPE | ½” Blue monster Teflon tape | SMP SUPPLY
½” BLUE TEFLON TAPE | ½” blue Teflon tape | CITY PIPE
½” CAD FLAT WASHERS | ½” cad flat washers | CITY PIPE
½” CAD LOCK WASHERS | ½” cad lock washers | CITY PIPE
½” GRADE 8 FLAT WASHERS | ½” grade 8 flat washers | JET SPECIALT
½” LOCK NUTS GRADE 8 | ½” lock nuts grade 8 | TORO COMPLET
½” NEEDLE VALVE (N463-MF) | ½” needle valve (N463-MF) | INDUSTRIAL
½” NEEDLE VALVES (N463-MF) | ½” needle valves (N463-MF) | CITY PIPE
½” S80 CLOSED NIPPLES | ½” S80 closed nipples | CITY PIPE
½” S80 PIPE DOMESTIC | ½” S80 pipe domestic | CITY PIPE
½” SOLID PLUGS | ½” solid plugs | CITY PIPE
½” STREET 90’S | ½” street 90’s | CITY PIPE
½” TEFLON TAPE | ½” Teflon tape | CITY PIPE
½” TOL TO FIT 2” PIPE | ½” TOL to fit 2” pipe | MCCARTY EQUI
½” VINTROL VALVES | ½” vintrol valves | CITY PIPE
½” WHITE TEFLON TAPE | 1/2" X 1296" TEFLON TAPE #042-1/2X1296-USA | CITY PIPE
½” X 10” S160 NIPPLES | (blank) | CITY PIPE
½” X 2 ½” GRADE 8 CAP SCREWS | ½” x 2 ½” grade 8 cap screws | CITY PIPE
½” X 2 ½” S80 NIPPLES | ½” x 2 ½” S80 nipples | CITY PIPE
½” X 2” NIPPLES S80 | (blank) | JET SPECIALT
½” X 2” S160 NIPPLES | ½” x 2” S160 nipples | CITY PIPE
½” X 2” S80 NIPPLES | ½” x 2” S80 nipples | CITY PIPE
½” X 2” S80 SS NIPPLES | ½” x 2” S80 SS nipples | CITY PIPE
½” X 3 ½” YELLOW CAD BOLTS | ½” x 3 ½” yellow cad bolts | CITY PIPE
½” X 3/8” BUSHINGS | ½” x 3/8” Bushings | INDUSTRIAL
½” X 3” BLACK BOLTS | ½” x 3” black bolts | INDUSTRIAL
½” X 3” CAD BOLTS | ½” x 3” cad bolts | INDUSTRIAL
½” X 3” S160 NIPPLES | ½” x 3” S160 nipples with MTR | JET SPECIALT
½” X 3” YELLOW CAD BOLTS | ½” x 3” yellow cad bolts | CITY PIPE
½” X 4” XXH NIPPLES | ½” x 4” XXH nipples | CITY PIPE
½” X 4” YELLOW CAD BOLTS | ½” x 4” yellow cad bolts | JET SPECIALT
½” X 5 ½” BLACK BOLTS | ½” x 5 ½” black bolts | CITY PIPE
½” X 5 ½” S160 NIPPLES | ½” x 5 ½” S160 nipples
½” X 5 ½” YELLOW CAD BOLTS | ½” x 5 ½” yellow cad bolts
½-13 X 3 B7 W/2 2H NUTS | ½-13 X 3 B7 W/2 2H NUTS YELLOW ZINC PLATED | INDUSTRIAL
½-3000-WKM-310-2168034-18-31 | (blank) | INDUSTRIAL
½-3000-WKM-320-2168034-10-31 | (blank) | CITY PIPE
¾ X 5-1/2 STUDS | ¾ x 5-1/2 Studs | CITY PIPE
¾" SHARPE CHECK VALVES 200 | ¾" SHARPE CHECK VALVES 200 | MIDSTREAM VA
¾" X 2" GRADE 8 CAP SCREWS | (blank) | JET SPECIALT
¾" X 2" S80 NIPPLES | ¾" X 2" S80 NIPPLES | CITY PIPE
¾’’ FULL COUPLING | ¾’’ full coupling
¾’’ X 3’’-5’’ T-O-L | ¾’’ X 3’’-5’’ T-O-L
¾” 2000# THREADED 90’S | ¾” 2000# threaded 90’s | CITY PIPE
¾” 2000# THREADED T’S | ¾” 2000# threaded T’s | TOP VALVE IN
¾” 300# BLIND | ¾” 300# blind | MIDSTREAM VA
¾” 300# GASKET | ¾” 300# gasket | CITY PIPE
¾” 3000# THREADED UNIONS | ¾” 3000# threaded Unions | CITY PIPE
¾” 3000# TOL | ¾” 3000# TOL
¾” 3000# UNIONS | ¾” 3000# unions | CITY PIPE
¾” BALON BV LS07592 | ¾” Balon BV LS07592 | CITY PIPE
¾” CLOSED NIPPLES S80 | ¾” closed nipples S80 | CITY PIPE
¾” ELBOW TOL | ¾” elbow TOL | INDUSTRIAL
¾” FULL COLLARS | ¾” full collars | TORO COMPLET
¾” HALF COLLARS | ¾” half collars | CITY PIPE
¾” NPT SHARPE 200# CV | ¾” NPT Sharpe 200# SS check valve | INDUSTRIAL
¾” P-134-3-RH-SS NACE | ¾” P-134-3-RH-SS NACE Valve Ball PBV Forged Steel Oil Patch Series .75 Inch Floater 3000 MOP RP FNPT X SW LO A105 Body SS Trim Delrin Seats HNBR Seals NACE Firesafe | CITY PIPE
¾” PLUGS | ¾” Plugs | CITY PIPE
¾” S/S 90’S 2000# THREADED | ¾” S/S 90’s 2000# threaded | SMP SUPPLY
¾” S160 DOMESTIC PIPE | ¾” S160 domestic pipe | CITY PIPE
¾” S80 DOMESTIC PIPE | ¾” S80 domestic pipe | L6 INC
¾” S80 PIPE | ¾” S80 pipe | TORO COMPLET
¾” S80 PIPE DOMESTIC | ¾” S80 pipe domestic | JET SPECIALT
¾” SCH80 DOMESTIC PIPE | ¾” SCH80 domestic pipe | CITY PIPE
¾” SOLID PLUGS | ¾” solid plugs | CI ACTUATION
¾” T’S 2000# THREADED | ¾” T’s 2000# threaded | CITY PIPE
¾” THD 90 3000# | ¾” thd 90 3000# | MCCARTY EQUI
¾” THREADED 45’S 2000# | ¾” threaded 45’s 2000# | MCCARTY EQUI
¾” THREADED 90’S 2000# | ¾” threaded 90’s 2000# | CITY PIPE
¾” THREADED UNION | ¾” threaded union | CITY PIPE
¾” TOL FOR 2” PIPE | ¾” TOL for 2” pipe | SMP SUPPLY
¾” TREADED T’S 2000# | ¾” treaded T’s 2000# | CITY PIPE
¾” UNIONS | ¾” unions | INDUSTRIAL
¾” UNIONS THREADED | ¾” unions threaded | INDUSTRIAL
¾” X 2” NIPPLE SCH80 | ¾” x 2” Nipple sch80 | INDUSTRIAL
¾” X ¼” BUSHING | ¾” x ¼” bushing | INDUSTRIAL
¾” X ¼” BUSHING S160 | (blank) | CITY PIPE
¾” X ¼” BUSHINGS | ¾” x ¼” bushings
¾” X ½” BUSHING | ¾” x ½” bushing | CITY PIPE
¾” X ½” BUSHINGS | ¾” x ½” bushings | CITY PIPE
¾” X ½” BUSHINGS S80 | ¾” x ½” bushings S80 | CITY PIPE
¾” X 1 ½” SWAGE S80 | ¾” x 1 ½” swage S80 | CITY PIPE
¾” X 1 ½” THREADED SWAGE | ¾” x 1 ½” threaded swage | CITY PIPE
¾” X 2 ¼” GRADE 8 CAP SCREWS | ¾” x 2 ¼” grade 8 cap screws | CITY PIPE
¾” X 2 ½” NIPPLES S80 | ¾” x 2 ½” nipples S80 | CITY PIPE
¾” X 2 ½” NIPPLES SCH80 | ¾” x 2 ½” Nipples sch80 | CITY PIPE
¾” X 2 ½” S80 NIPPLES | ¾” x 2 ½” S80 nipples | CITY PIPE
¾” X 2” GRADE 8 CAP SCREWS | ¾” x 2” grade 8 cap screws | CITY PIPE
¾” X 2” NIPPLES S80 | (blank) | CITY PIPE
¾” X 2” S80 NIPPLES | ¾” x 2” S80 nipples | CITY PIPE
¾” X 2” THREADED SWAGE | ¾” x 2” threaded swage | CITY PIPE
¾” X 3 ½” GRADE 8 BOLTS | ¾” x 3 ½” grade 8 bolts | CITY PIPE
¾” X 3 ½” S80 NIPPLES | ¾” x 3 ½” S80 nipples | SIERRA VALVE
¾” X 3” NIPPLES S80 | (blank) | EDGEN MURRAY
¾” X 3” NIPPLES SCH80 | ¾” x 3” Nipples sch80 | TOTAL VAVE
¾” X 3” S80 NIPPLES | ¾” x 3” S80 nipples | TORO COMPLET
¾” X 3” XXH NIPPLES TBE A105 | ¾” x 3” XXH Nipples TBE A105 | CITY PIPE
¾” X 4 ½” BLACK BOLTS | ¾” x 4 ½” black bolts | INDUSTRIAL
¾” X 4 ½” CAD BOLTS | ¾” x 4 ½” cad bolts | INDUSTRIAL
¾” X 4 ½” GOLD CAD PLATED STUD | (blank) | INDUSTRIAL
¾” X 4 ½” YELLOW CAD BOLTS | ¾” x 4 ½” yellow cad bolts | THE SHERWIN
¾” X 4” S160 NIPPLES | ¾” x 4” S160 nipples
¾” X 4” S80 NIPPLES | ¾” x 4” S80 nipples | INDUSTRIAL
¾” X 4” XXH NIPPLES | ¾” x 4” XXH nipples | INDUSTRIAL
¾” X 5 ½” BLACK BOLTS | ¾” x 5 ½” black bolts | CITY PIPE
¾” X 5 ½” CAD BOLTS | ¾” x 5 ½” Cad bolts | INDUSTRIAL
¾” X 5 ½” GOLD CAD BOLTS | ¾” x 5 ½” gold Cad bolts
¾” X 5 ½” YELLOW CAD BOLTS | ¾” x 5 ½” yellow cad bolts | INDUSTRIAL
¾” X 5” CAD BOLTS | ¾” x 5” cad bolts | INDUSTRIAL
¾” X 5” S80 NIPPLES | ¾” x 5” S80 nipples | ELLIOTT ELEC
¾” X 5” YELLOW CAD BOLTS | ¾” x 5” yellow cad bolts | TOP VALVE IN
¾” X 6 ½” BLACK BOLTS | ¾” x 6 ½” black bolts | TOTAL VALVE
¾” X 7 ½” YELLOW CAD BOLTS | ¾” x 7 ½” yellow cad bolts | CI ACTUATION
¾” X 7” BLACK BOLTS | ¾” x 7” black bolts
¾” X 7” BLACK STUD | (blank) | CITY PIPE
¾” X 7” YELLOW CAD BOLTS | ¾” x 7” yellow cad bolts | CITY PIPE
¾” X 8” BLACK BOLTS | ¾” x 8” black bolts | CITY PIPE
¾-10 X 4 ¾ B7 W/2 2H | ¾-10 X 4 ¾ B7 W/2 2H NUTS YELLOW ZINC PLATED | CITY PIPE
¾-10 X 4 ¾ B7 W/2 2H NUTS | (blank) | CITY PIPE
1 ¼” 2000# T’S | 1 ¼” 2000# T’s | CITY PIPE
1 ¼” THREADED BALL VALVES 2000# | (blank) | CITY PIPE
1 ¼” THREADED FLANGES 150# | (blank) | CITY PIPE
1 ¼” WASHERS | 1 ¼” washers with an outside diameter of 2 ¼” | CITY PIPE
1 ¼” X 1” BUSHINGS | 1 ¼” x 1” bushings | L6 INC
1 ¼” X ¾” BUSHINGS | 1 ¼” x ¾” bushings | INDUSTRIAL
1 ¼” X 1 ½” SWAGE S80 | 1 ¼” x 1 ½” swage S80
1 ¼” X 1 BUSHINGS | 1 ¼” x 1 bushings
1 ¼” X 1” BUSHING | 1 ¼” x 1” bushing | CITY PIPE
1 ¼” X 1” BUSHINGS | 1 ¼” x 1” bushings | CITY PIPE
1 ¼” X 4 ½” CAP SCREWS | 1 ¼” x 4 ½” grade 8 cap screws | SMP SUPPLY
1 ¼” X 4” B7 CAD CAP SCREWS | 1 ¼” x 4” B7 Cad cap screws (threaded pitch 8) | CITY PIPE
1 ¼” X 5 ¼”B7 CAD CAP SCREWS | 1 ¼” x 5 ¼”B7 Cad cap screws (threaded pitch 8) | CITY PIPE
1 ¼” X 6” XH NIPPLES | 1 ¼” x 6” XH nipples | CITY PIPE
1 ¼” X 8 ½” YELLOW CAD BOLTS | 1 ¼” x 8 ½” yellow cad bolts | MIDSTREAM VA
1 ¼” X 9 “ YELLOW CAD BOLTS | 1 ¼” x 9 “ yellow cad bolts | MIDSTREAM VA
1 ¼” X 9 ½” YELLOW CAD BOLTS | 1 ¼” x 9 ½” yellow cad bolts | CI ACTUATION
1 ¼” X 9” CAD BOLTS | (blank) | CI ACTUATION
1 ¼” X 9” YELLOW CAD BOLTS | 1 ¼” x 9” yellow cad bolts | CI ACTUATION
1 ½ GASKETS | 1 ½ Gaskets, no Inner Ring | CITY PIPE
1 ½’’ FLG SO 600LB RF | 1 ½’’ flg so 600lb rf | SMP SUPPLY
1 ½’’ FLG SW FF 300 XH | 1 ½’’ FLG SW FF 300 XH | SMP SUPPLY
1 ½’’ FLG SW FF 300LB XH | 1 ½’’ FLG SW FF 300LB XH | SMP SUPPLY
1 ½’’ FLG SW RF 300LB XH | 1 ½’’ FLG SW RF 300LB XH | SMP SUPPLY
1 ½’’ FLG WNRF 600LB XH | 1 ½’’ FLG WNRF 600LB XH | INDUSTRIAL
1 ½” 150# FF PAPER GASKETS | 1 ½” 150# FF paper gaskets | MIDSTREAM VA
1 ½” 150# GASKETS NO INTERRING | 1 ½” 150# gaskets no interring | MIDSTREAM VA
1 ½” 150# GASKETS W/INTERRING | 1 ½” 150# gaskets with interring | MIDSTREAM VA
1 ½” 150# RF WN FLANGE | 1 ½” 150# RF weld neck flange | SUMMIT
1 ½” 150# THREADED FLANGES | 1 ½” 150# threaded flanges | EDGEN MURRAY
1 ½” 2000# BALL VALVES THREADED | 1 ½” 2000# ball valves threaded | ELLIOTT ELEC
1 ½” 2000# THREADED T’S | 1 ½” 2000# threaded T’s | CITY PIPE
1 ½” 3000# T’S THREADED | 1 ½” 3000# T’s threaded | CITY PIPE
1 ½” 3000# THREADED T’S | 1 ½” 3000# threaded T’s | CITY PIPE
1 ½” 600# GASKETS NO INTERRING | 1 ½” 600# gaskets no interring | CITY PIPE
1 ½” 90’S | 1 ½” 90’s 3000# threaded | CITY PIPE
1 ½” 90’S 2000# THREADED | 1 ½” 90’s 2000# threaded | CITY PIPE
1 ½” 90’S 3000# THREADED | 1 ½” 90’s 3000# threaded | CITY PIPE
1 ½” CHECK VALVES 2000# | 1 ½” check valves 2000# | JET SPECIALT
1 ½” CLOSED NIPPLE S80 | 1 ½” closed nipple S80 | CITY PIPE
1 ½” FF PAPER GASKETS 150# | 1 ½” FF paper gaskets 150# | CITY PIPE
1 ½” FULL COLLAR | (blank) | SUMMIT
1 ½” FULL COLLARS | 1 ½” full collars | ELLIOTT ELEC
1 ½” FULL COLLARS 3000# | 1 ½” full collars 3000# | ELLIOTT ELEC
1 ½” HALF COLLARS | 1 ½” half collars | ELLIOTT ELEC
1 ½” PIPE | 1 ½” domestic pipe S160 | SPECIALTY EQ
1 ½” S80 PIPE | 1 ½” S80 pipe | CITY PIPE
1 ½” S80 PIPE DOMESTIC | 1 ½” S80 pipe domestic MTRs required | CI ACTUATION
1 ½” SOLID PLUGS | 1 ½” solid plugs | MIDSTREAM VA
1 ½” STREET 90’S THREADED | 1 ½” street 90’s threaded | MIDSTREAM VA
1 ½” T’S | 1 ½” T’s 3000# threaded | MIDSTREAM VA
1 ½” T’S 2000# THREADED | 1 ½” T’s 2000# threaded | MCCARTY EQUI
1 ½” T’S 3000# THREADED | 1 ½” T’s 3000# threaded | CITY PIPE
1 ½” T’S THREADED 2000# SS | 1 ½” T’s threaded 2000# SS | MCCARTY EQUI
1 ½” THREADED 90’S 2000# | 1 ½” threaded 90’s 2000# | CITY PIPE
1 ½” THREADED 90’S S80 | 1 ½” threaded 90’s S80 | MCCARTY EQUI
1 ½” THREADED BALL VALVE 2000# | 1 ½” threaded ball valve 2000# | MCCARTY EQUI
1 ½” THREADED FLANGE 150# | 1 ½” threaded flange 150# | CITY PIPE
1 ½” THREADED FULL COLLARS | 1 ½” threaded full collars | CITY PIPE
1 ½” THREADED HALF COLLARS | 1 ½” threaded half collars | MCCARTY EQUI
1 ½” THREADED T’S S80 | 1 ½” threaded T’s S80 | TOTAL VAVE
1 ½” THREADED UNION | 1 ½” threaded union | MCCARTY EQUI
1 ½” THREADED UNIONS | 1 ½” threaded unions | CITY PIPE
1 ½” U-BOLTS | 1 ½” U-Bolts with black cover and I-Rods | SAUNDERS COM
1 ½” UNIONS 3000# | (blank) | CITY PIPE
1 ½” X 2” S160 NIPPLES | 1 ½" X 2" S160 NIPPLES | CITY PIPE
1 ½” X ½” 3000# T’S | 1 ½” x ½” 3000# T’s | CITY PIPE
1 ½” X ½” BUSHINGS | 1 ½” x ½” bushings | MIDSTREAM VA
1 ½” X 1 ¼” XH SWAGE | 1 ½” x 1 ¼” XH swage | MIDSTREAM VA
1 ½” X 1” BUSHING SS | 1 ½” x 1” bushing SS | THE SHERWIN
1 ½” X 1” BUSHINGS | 1 ½” x 1” bushings | ELLIOTT ELEC
1 ½” X 1” FULL COLLARS | 1 ½” x 1” full collars
1 ½” X 1” S80 SWAGE | 1 ½” x 1” S80 Swage | INDUSTRIAL
1 ½” X 1” S80 SWAGE THREADED | 1 ½” x 1” S80 Swage threaded
1 ½” X 1” SWAGE XH | 1 ½” x 1” swage XH | CITY PIPE
1 ½” X 1” THREADED COLLARS | 1-1/2" X 1" THD REDUCER COUPLING 3000# | SMP SUPPLY
1 ½” X 1” THREADED FLANGES #150 | 1 ½” x 1” threaded flanges #150 | SWAGELOK WES
1 ½” X 1” THREADED SWAGES S80 | 1 ½” x 1” threaded swages S80 | SWAGELOK WES
1 ½” X 2 ½” S160 NIPPLES | 1 ½” x 2 ½” S160 nipples | MIDSTREAM VA
1 ½” X 2 ½” S80 NIPPLES | NIPPLE- 1-1/2 X 2-1/2 XH BLK CS SMLS TBE | GRAINGER
1 ½” X 2 ½” S80 SS NIPPLES | 1 ½” x 2 ½” S80 SS nipples | THE SHERWIN
1 ½” X 2 ½” XH NIPPLES | 1 ½” x 2 ½” XH threaded nipples | JET SPECIALT
1 ½” X 2 1/2” S160 NIPPLES | 1 ½" X 2 1/2" S160 NIPPLES | SMP SUPPLY
1 ½” X 2” CENTRIC REDUCTION | 1 ½” x 2” centric reduction | MIDSTREAM VA
1 ½” X 2” NIPPLES | 1 ½” x 2” S160 nipples | CITY PIPE
1 ½” X 2” NIPPLES S80 | 1 ½” x 2” nipples S80 | CITY PIPE
1 ½” X 2” S80 NIPPLES | 1 ½” x 2” S80 nipples | SUMMIT
1 ½” X 2” S80 SS NIPPLES | 1 ½” x 2” S80 SS nipples | SUMMIT
1 ½” X 2” S80 SWAGE THREADED | 1 ½” x 2” S80 Swage threaded | CITY PIPE
1 ½” X 2” XH THREADED NIPPLES | 1 ½” x 2” XH threaded nipples | ELLIOTT ELEC
1 ½” X 2-1/2” NIPPLES S80 | 1 ½” x 2-1/2” nipples S80 | KARNS MACHIN
1 ½” X 3 ½” S80 NIPPLES | NIPPLE- 1-1/2 X 3-1/2 XH BLK CS SMLS TBE | BASIN CONTRO
1 ½” X 3” NIPPLES S80 | 1 ½” x 3” nipples S80 | FLOW CONTROL
1 ½” X 3” S80 NIPPLES | NIPPLE- 1-1/2 X 3 XH BLK CS SMLS TBE | THE SHERWIN
1 ½” X 3” S80 SS NIPPLES | 1 ½” x 3” S80 SS nipples | CITY PIPE
1 ½” X 3-1/2” NIPPLES S80 | 1 ½” x 3-1/2” nipples S80 | BARNHART
1 ½” X 4 – 3 ½” 3M TOL | 1 ½” x 4 – 3 ½” 3M TOL | CITY PIPE
1 ½” X 4” NIPPLES S80 | 1 ½” x 4” nipples S80 | SUMMIT
1 ½” X 4-1/2” NIPPLES S80 | 1 ½” x 4-1/2” nipples S80 | ELLIOTT ELEC
1 ½” X 5” NIPPLES S80 | 1 ½” x 5” nipples S80 | ELLIOTT ELEC
1 ½” X 6” NIPPLES S80 | 1 ½” x 6” nipples S80 | INDUSTRIAL
1 ½” X 6” S80 NIPPLES | 1 ½” x 6” S80 nipples | CITY PIPE
1 ½”CLOSED NIPPLES S80 | 1 ½”closed nipples S80 | CITY PIPE
1 ½”THREADED CHECK VALVE 2000# | 1 ½” threaded check valve 2000# | CITY PIPE
1 1/2 150 WNRF STD FLANGE | (blank) | CI ACTUATION
1 1/2 150# THD RF FLANGE | (blank) | CITY PIPE
1 1/2 EMT SS CONN | Job # 21109-10 Charge back to moms meals | CITY PIPE
1 1/2 X 1 1/2 X 1/4 ANGLE *RED* | ??? | CITY PIPE
1 1/2 X 1 1/2 X 1/8 ANGLE | (4) 20' joints, 80' total | SMP SUPPLY
1 1/2 X 1 1/2 X 3/16 ANGLE IRON | (blank) | TORO COMPLET
1 1/2 X 12 1/2 BLUE TEFLON STUD | (blank) | MIDSTREAM VA
1 1/2" THREADED T'S 2000# | (blank) | MIDSTREAM VA
1 1/2" 150# BLINDS | ??? | CITY PIPE
1 1/2" 150# CGI GASKET | ??? | CITY PIPE
1 1/2" 150# FF GASKET | (blank) | ELLIOTT ELEC
1 1/2" 150# FF PAPER GASKET | (blank) | CITY PIPE
1 1/2" 150# FF PAPER GASKETS | (blank) | CITY PIPE
1 1/2" 150# FF SW XH FLANGE | (blank) | CITY PIPE
1 1/2" 150# FFSW FLANGE | (blank) | CITY PIPE
1 1/2" 150# GASKETS | no interring | MCCARTY EQUI
1 1/2" 150# RF FLANGES | Threaded | CITY PIPE
1 1/2" 150# RF THREADED FLANGES | (blank) | JET SPECIALT
1 1/2" 150# XH FF SO FLANGE | (blank) | JET SPECIALT
1 1/2" 2000WOG | 1 1/2" 2000WOG, TE, FP, A216WCB x 304SS x RPTFE, 2PC SEAL-WELD, BALL VALVE, NACE, LOCKING HANDLE | JET SPECIALT
1 1/2" 2000WOG SS | 1 1/2" 2000WOG, TE, FP, A216WCB x 304SS x RPTFE, 2PC SEAL-WELD, BALL VALVE, NACE, LOCKING HANDLE | ELLIOTT ELEC
1 1/2" 300# RF XH BORE FLANGE | (blank) | BASIN CONTRO
1 1/2" 300/600# GASKET W/IR | (blank) | CITY PIPE
1 1/2" 3000# SOL T'S | (blank) | BARNHART
1 1/2" 3000# THD HALF COUPLING | (blank) | ELLIOTT ELEC
1 1/2" 3000# THD HALF COUPLING | (blank) | ELLIOTT ELEC
1 1/2" 600# BLEED RING | with 1/2" tap. CS | ELLIOTT ELEC
1 1/2" 600# CGI GASKET | (blank) | ELLIOTT ELEC
1 1/2" 600# CGI GASKETS | (blank) | ELLIOTT ELEC
1 1/2" 90'S 2000# | (blank) | UP&S, INC
1 1/2" 90'S 2000# THREADED | (blank) | UP&S, INC
1 1/2" 90'S SOL | 3000# | UP&S, INC
1 1/2" COLLARS SOL | (blank) | ELLIOTT ELEC
1 1/2" CORIOLIS METER | MICRO MOTION ELITE CORIOLIS METER, 1 1/2 INCH (DN40), 316L STAINLESS STEEL CMFS150M331N2BAEKZZ CMFS150M MICRO MOTION ELITE CORIOLIS METER, 1 1/2 INCH (DN40), 316L STAINLESS STEEL 331 Process Connections: 1 1/2-inch CL600 ASME B16.5 F316/F316L Weld neck flange Raised face N Case Options: Standard case (300-Series Stainless Steel) 2 Electronics Interface: 4-wire polyurethane-painted aluminum integral enhanced core processor for remote mount transmitters B Conduit Connections: 1/2-inch NPT - no gland A Approvals: CSA (US and Canada): Class I, Division 1, Groups C and D E Language: English installation manual K Calibration Options: 0.10% mass flow and 0.0005 g/cc density calibration liquid Z Measurement Application Software: No measurement application software Z Factory Options: Standard product | SPECIALTY EQ
1 1/2" FF NON ASBESTOS | (blank) | KIMRAY INC.
1 1/2" G.A.L. | Pack of (20), 1 ½” G.A.L. certified socket weld contraction rings
1 1/2" S160 DOMESTIC PIPE | (blank) | ELLIOTT ELEC
1 1/2" SCH 80 PIPE DOMESTIC | (blank)
1 1/2" SCH80/XH PIPE | (blank) | CITY PIPE
1 1/2" SHARPE BALL VALVE | (blank) | INDUSTRIAL
1 1/2" SOL UNIONS | (blank) | INDUSTRIAL
1 1/2" SOLID PLUGS | (blank) | INDUSTRIAL
1 1/2" SPIRAL WOUND GASKETS | (blank) | INDUSTRIAL
1 1/2" STD PIPE | (blank) | INDUSTRIAL
1 1/2" SWAGE XH | weld neck | TORO COMPLET
1 1/2" THREADED 90'S 2000# | (blank) | INDUSTRIAL
1 1/2" THREADED 90'S 3000# | (blank) | INDUSTRIAL
1 1/2" THREADED T'S 3000# | (blank) | ELLIOTT ELEC
1 1/2" TO 1/2" SOL T'S | 3000# | EGGELHOF, IN
1 1/2" T'S 2000# THREADED | (blank) | CITY PIPE
1 1/2" U-BOLTS | W/Black cover and I-Rod | ELLIOTT ELEC
1 1/2" U-BOLTS WITH BLACK COVER | and I-Rods | CITY PIPE
1 1/2" UNIONS | (blank) | JOHNSON TOOL
1 1/2" UNIONS 3000# | (blank) | TEINERT META
1 1/2" UNIONS SOL | (blank) | CITY PIPE
1 1/2" X 1" SWAGE XH | SOL | CITY PIPE
1 1/2" X 1" T'S 2000# | Threaded | CITY PIPE
1 1/2" X 1/2" SOL T'S 3000# | (blank) | CITY PIPE
1 1/2" X 1/2" T'S | 2000# threaded T's | SUMMIT
1 1/2" X 1/2" T'S 2000# | Threaded | SUMMIT
1 1/2" X 1/4" T'S | 2000# threaded T's | ELLIOTT ELEC
1 1/2" X 1/4" T'S 2000# | Threaded | BRICE CO
1 1/2" X 2 1/2" S160 NIPPLES | (blank) | UP&S, INC
1 1/2" X 2 1/2" S80 NIPPLES | (blank) | UP&S, INC
1 1/2" X 2" S160 NIPPLES | (blank)
1 1/2" X 2" S80 NIPPLES | (blank) | ELLIOTT ELEC
1 1/2" X 2" SWAGE XH | SOL | ELLIOTT ELEC
1 1/2" X 2" TRV, SET @ 1480PSIG | 1 1/2" FNPT X 2" FNPT 82520 SERIES RELIEF VALVE SET @ 1480 psi, NACE, LIQUID SERVICE WITH TEST REPORTS Delek Job# 20197-01 thru 20197-04 | ELLIOTT ELEC
1 1/2" X 3 1/2" S160 NIPPLES | (blank) | ELLIOTT ELEC
1 1/2" X 3 1/2" S80 NIPPLES | (blank) | ELLIOTT ELEC
1 1/2" X 3" S160 NIPPLES | (blank)
1 1/2" X 3" S80 NIPPLES | (blank) | CITY PIPE
1 1/2" X 3/4" T'S | 2000# threaded T's | JET SPECIALT
1 1/2" X 3/4" T'S 2000# | Threaded | JET SPECIALT
1 1/2" X 4 1/2" S160 NIPPLES | (blank) | CITY PIPE
1 1/2" X 4 1/2" S80 NIPPLES | (blank) | CITY PIPE
1 1/2" X 4" S160 NIPPLES | (blank) | CITY PIPE
1 1/2" X 4" S80 NIPPLES | (blank) | CITY PIPE
1 1/2" X 4" TOL | (blank)
1 1/2" X 5" S160 NIPPLES | (blank) | CITY PIPE
1 1/2" X 8" HOT ROLLED FLAT | 20' joint for lifting eye material | CITY PIPE
1 1/2"X2" 600# TAYLOR PSV | Taylor Valve, Safety Relief, 8250 Series, 2“Body, F Orifice, Flanged 1 1/2 MPNT, 600# RFF x 2 FNPT, 150# RFF, Carbon Steel Body, Closed Top, Viton Seals, 1351-1500 PSIG, 456 GPM Stamped Capacity, For Liquid Service, Set At 1480 PSIG | SMP SUPPLY
1 1/2” U-BOLTS | 1 1/2” U-Bolts with black cover and I-Rod | CITY PIPE
1 1/2CMCT12001C | Temperature Control Valve 1.5CMCT 3WAY THERM Valve-120F-.0625" LH | CITY PIPE
1 1/2ELCT20503 | 1.5ELCT 3WAY THERM VALVE - 205F | CITY PIPE
1 1/2ELCT20503 3 WAY | 1 1/2ELCT20503 3 Way Thermostatic Valve | CITY PIPE
1 1/2ELCT23003 | 3 WAY THERMOSTATIC VALVE 1 1/2" NPT, CAST IRON CONSTRUCTION, 237°F, ELEMENT, VITON SEAL | CITY PIPE
1 1/2ELCT23703 | 1 1/2ELCT23703 1.5ELCT 3WAY Therm Valve 237F | CITY PIPE
1 1/4 X 1 3000 HEX THD BUSHING | (blank) | CITY PIPE
1 1/4 X 1 3000/6000 THD BUSHING | (blank) | INDUSTRIAL
1 1/4 X 10 1/2 BLUE TEFLON STUD | (blank) | INDUSTRIAL
1 1/4 X 7 CAD STUD | (blank) | CITY PIPE
1 1/4" 150# THREADED FLANGES | (blank) | INDUSTRIAL
1 1/4" 90'S 2000# THREADED | (blank) | JET SPECIALT
1 1/4" 90'S 3000# | (blank) | CITY PIPE
1 1/4" BALL VALVE | 1 1/4" 2000# THD CSXSS BALL VALVE | CITY PIPE
1 1/4" S160 PIPE | (blank) | CITY PIPE
1 1/4" THREADED 90'S | 2000# | INDUSTRIAL
1 1/4" X 1" BUSHING | (blank) | ELLIOTT ELEC
1 1/4" X 1" BUSHINGS | (blank) | CITY PIPE
1 1/4" X 1" S/S SWAGE XH | (blank) | CITY PIPE
1 1/4" X 1" SWAGE XH | (blank) | CITY PIPE
1 1/4" X 2 1/2" S160 NIPPLES | (blank) | CITY PIPE
1 1/4" X 2 1/2" S80 NIPPLES | (blank)
1 1/4" X 2" S80 NIPPLES | (blank) | CITY PIPE
1 1/4" X 3.5-3" 3000# TOL | Taper bore design | CITY PIPE
1 1/4" X 4" S160 NIPPLES | (blank) | TEINERT META
1 1/4" X 4" S80 NIPPLES | (blank) | CITY PIPE
1 1/4-8 X 4 1/2 HEX CAP SCREW | 1 1/4-8 X 4 1/2 A193 B7 HEX CAP SCREW CA 8UN THREAD YELLOW CAD | CITY PIPE
1 1/8 X 4 1/2 GRADE A CAP SCREW | (blank) | CITY PIPE
1 1/8 X 7 CAD STUD | (blank) | MCCARTY EQUI
1 1/8 X 8 1/2 TEFLON STUD | (blank)
1 1/8 X 8 BLACK STUD | (blank) | JET SPECIALT
1 1/8 X 8 CAD STUD | (blank) | ELLIOTT ELEC
1 1/8 X 8 TEFLON STUD | (blank) | SPECIALTY EQ
1 1/8" BLUE TEFLON WASHERS | (blank) | CITY PIPE
1 1/8" X 4 1/2 CAP SCREWS | Grade 8 | CITY PIPE
1 1/8" X 7 1/2" BLACK BOLTS | (blank) | ELLIOTT ELEC
1 1/8" X 7 CAD STUD | (blank) | CITY PIPE
1 1/8" X 8 1/2" | Yellow CAD bolts | CITY PIPE
1 1/8" X 8 1/2" TEFLON STUD | (blank) | CITY PIPE
1 1/8" X 8 1/4" | Blue Teflon Bolts | CITY PIPE
1 1/8" X 8" BLACK BOLTS | (blank) | CITY PIPE
1 1/8" X 9" YELLOW CAD BOLTS | (blank) | CITY PIPE
1 1/8"-8 X 4 1/2" | grade 8 cap screws | CITY PIPE
1 1/8” X 4 ½” CAP SCREW | ??? | CITY PIPE
1 1/8” X 7 ½” TEFLON BOLTS | (blank) | TORO COMPLET
1 1/8” X 7” TEFLON BOLTS | 1 1/8” x 7” Teflon bolts
1 1/8” X 7” YELLOW CAD BOLTS | STUD- 1-1/8 X 7 CAD PLATED A193 B7 W/ 2 HEX NUTS
1 1/8-8 X 8 A193 B7 STUD | 1 1/8-8 X 8 A193 B7 STUD W/NUTS BLK 8UN THREAD ALLOY BLACK | CITY PIPE
1 150# RF BLD 316/316L | 1 150# RF BLD 316/316L | ELLIOTT ELEC
1 150# RF SW 40S 316/316L | 1 150# RF SW 40S 316/316L | SPECIALTY EQ
1 3/4" MACHINE SCREW #6 | 1 3/4" Machine Screw #6 | CITY PIPE
1 3000 THD 304SS UNION | (blank) | CITY PIPE
1 316SS THD 2PC FP BALL VA | 1 316SS THD 2PC FP BALL VA
1 5/8” X 12” YELLOW CAD BOLTS | 1 5/8” x 12” yellow cad bolts | MCCARTY EQUI
1 800 THRD SWING CHECK VALVE | 1 800 THRD Swing Check Valve A105 Trim 8 (410/HF) Bolted Bonnet API‐602 OMB #860 | BARNHART
1 BOX 3/4" X 5 1/2" BLACK BOLTS | ??? | CITY PIPE
1 C FM7 CND BD | 1 C FM7 CND BD | CITY PIPE
1 CHECK VALVE | 1 800 THRD Swing Check Valve A105 Trim 8 (410/HF) Bolted Bonnet API‐602 OMB #860 | CITY PIPE
1 CONDUIT | CONDUIT 1 INCH RIGID GALVANIZED
1 GALLON CUTTING OIL | (blank) | CITY PIPE
1 GALLON DAWN LIQUID SOAP | ??? | CITY PIPE
1 IN CONBDY GASKETS | Job # 21109-10 Charge back to moms meals | MCCARTY EQUI
1 IN INS GRD BSHING | Job # 21109-10 Charge back to moms meals | MCCARTY EQUI
1 IN MT-DAB REP KIT | 1 IN MT-DAB REP KIT | CITY PIPE
1 IN STRUT CLAM | Job # 21109-10 Charge back to moms meals | MCCARTY EQUI
1 KIT OF MACROPOXY | 1 kit of macropoxy 10 gal | CITY PIPE
1 PINT PIPE THD SEALANT | (blank) | CITY PIPE
1 PINT RECTORSEAL NO. 5 | (blank) | CITY PIPE
1 QRT PIPE THRD SEALANT | (blank) | CITY PIPE
1 QUART CUPS | 1 quart cups | CITY PIPE
1 QUART MIXING CUPS | 1 quart mixing cups | CITY PIPE
1 RDH-V | 1 RDH-V 33G VITON R K | CITY PIPE
1' RFBF, 316SS | 1" 150# 316 RTFE FP BALL FIRE SAFE RF, WARREN 6156FS-TR | CITY PIPE
1 X ½” BUSHING | 1 x ½” bushing | CITY PIPE
1 X 1 MERCER RELIEF VALVE | ??? | CITY PIPE
1 X 1 MERCER RV SET@1440 | 1 x 1 Mercer Relief Valve set@1440 Blue Mountain Warranty Replacement | CITY PIPE
1 X 1 MERCER RV SET@150 | 1 x 1 Mercer Relief Valve set@150 Blue Mountain Warranty Replacement | CITY PIPE
1 X 1 RELIEF VALVE SET@ 600 | 1 x 1 Relief Valve set@ 600psi NACE MTRs Required | CITY PIPE
1 X 1 X 1/4 ANGLE | (3) 20' joints, 60' total | CITY PIPE
1 X 1 X 1/8 ANGLE *WHITE* | (2) 20' joints, 40' total | SPECIALTY EQ
1 X 1 X 1/8 ANGLE IRON | (blank) | CITY PIPE
1 X 1 X 1/8" ALUM ANGLE | 1 x 1 x 1/8" Aluminum Angle | JET SPECIALT
1' X 1" X 1/8" ALUMINUM ANGLE | 1' X 1" X 1/8" ALUMINUM ANGLE | CITY PIPE
1 X 1.5 -8" PUMP | ??? | CITY PIPE
1 X 1/2 BUSHING | 1 x 1/2 Bushing | CITY PIPE
1 X 1/2 HEX BUSHIN | ??? | CITY PIPE
1 X 1/2" BUSHING THD | 1 x 1/2" Bushing Thd | CITY PIPE
1 X 1/2" RED TEES | 1 x 1/2" Red Tees | CITY PIPE
1 X 1/2" THD BUSHINGS | 1 x 1/2" Thd Bushings | CITY PIPE
1 X 1/8 FLAT BAR | 100' 1 x 1/8 Flat bar | JET SPECIALT
1 X 10 TEFLON STUD | (blank) | CITY PIPE
1 X 10" STUD TEFLON W/NUTS | 1 x 10" Stud Teflon W/Nuts Teflon Coated | CITY PIPE
1 X 10-6 3000# TOL | (blank) | CITY PIPE
1 X 10-6 3M TOL | BF taper bore | CITY PIPE
1 X 12 SMLS TUBE SS NIPPLE | (blank) | CITY PIPE
1 X 1296 ROLL TEFLON TAPE | (blank) | JET SPECIALT
1 X 1429 ROLL TAPE | (blank) | EGGELHOF, IN
1 X 1429 ROLL THRD SEAL TAPE | (blank) | EGGELHOF, IN
1 X 16-1/2" CAD STUDS | ???
1 X 2 1/2 SCH80 SMLS DOM NIPPLE | (blank) | CITY PIPE
1 X 2 -10" PUMP | ??? | CITY PIPE
1 X 2 NIPPLE | ??? | SPECIALTY EQ
1 X 2 S160 CS NIPPLE | ??? | CITY PIPE
1 X 2 S160 NIPP | ??? | CITY PIPE
1 X 2 S80 THD NIPPLES | 1 x 2 s80 thd nipples | CITY PIPE
1 X 2 SCH160 NIPPLE | (blank) | SPECIALTY EQ
1 X 2 SMLS 316 TBE | 1 x 2 SMLS 316 TBE | SPECIALTY EQ
1 X 2 TUBING 1/8 WALL | 60') 1 x 2 tubing 1/8 wall | SPECIALTY EQ
1 X 2 XH BLK CS SMLS NIPPLE | (blank) | SPECIALTY EQ
1 X 2 XH NIPPLES | 1 x 2 XH Nipples | SPECIALTY EQ
1 X 2 XH SMLS NIPPLE | 1 x 2 XH SMLS Nipple | CITY PIPE
1 X 2"S XH SMLS THD NIPPLE | 1 x 2"s xh smls thd nipple | CITY PIPE
1 X 2"S160 SMLS THD NIPPLE | 1 x 2" S160 smls thd nipple | CITY PIPE
1 X 2-1/2 S80 THD NIPPLES | 1 x 2-1/2 s80 thd nipples | CITY PIPE
1 X 2-1/2 S-80 THD NIPPLES | 1 x 2-1/2 S-80 Thd Nipples | CITY PIPE
1 X 2-10 PUMP | 1 x 2-10" CS ANSI Pump with Full Impeller and AES Cartridge Seal driven by WEG 40 HP 3600 RPM 3PH TEFC Electric Motor Mounted on a Skid with OSHA Approved Couplings and Coupling Guard.
1 X 2-10" CS ANSI PUMP | ??? | CITY PIPE
1 X 2-10" PUMP | ??? | CITY PIPE
1 X 3 1/2 GLV CAPSCREWS | (blank) | CITY PIPE
1 X 3 1/2 GRADE 8 CAPSCREW | (blank) | CITY PIPE
1 X 3 NIP S160 | ??? | CITY PIPE
1 X 3 S160 CS NIPPLE | ??? | CITY PIPE
1 X 3 S160 NIPPLES | 1 x 3 S160 Nipples | CITY PIPE
1 X 3 SCH 160 NIPPLE | (blank) | CITY PIPE
1 X 3 SCH160 NIPPLE | (blank) | CITY PIPE
1 X 3 TAGS | 1 x 3 Tags | CITY PIPE
1 X 3.5 SMLS 316 TBE | 1 x 3.5 SMLS 316 TBE | EADS DISTRIB
1 X 3/4 BUSHING THD | 1 x 3/4 Bushing Thd | MIDSTREAM VA
1 X 3/4 HEX BUSHIN | ??? | MIDSTREAM VA
1 X 3/4" BUSHING | 1 x 3/4" Thd Bushing | MIDSTREAM VA
1 X 3/4" BUSHING HX 316 | 1 x 3/4" Bushing HX 316 | MIDSTREAM VA
1 X 3/4" THD BUSHING | 1 x 3/4" Bushings | AWC, INC
1 X 3/4" THD BUSHINGS | 1 x 3/4" Thd Bushings | CITY PIPE
1 X 36-2 XH WELDOLET | (blank) | MIDSTREAM VA
1 X 36-3 3000# TOL | (blank) | MIDSTREAM VA
1 X 4 | GALNIP 1X4 NIPPLES
1 X 4 1/2 GLV CAPSCREWS | (blank) | CITY PIPE
1 X 4 3000# TOL | (blank) | CITY PIPE
1 X 4 HOT ROLLED FLAT | (1) 20' joint
1 X 4 NIP S160 | ???
1 X 4 SCH 160 NIPPLE | (blank)
1 X 4 SCH160 NIPPLE | (blank) | JET SPECIALT
1 X 4 XH SMLS NIPPLE | 1 x 4 XH SMLS Nipple | CITY PIPE
1 X 4 XXH NIPPLE | (blank) | CITY PIPE
1 X 5 1/2 BLUE TEFLON STUD | (blank) | CITY PIPE
1 X 5 GRADE 8 CAP SCREW | (blank) | ELLIOTT ELEC
1 X 6 1/2 BLUE TEFLON STUD | (blank) | CITY PIPE
1 X 6 1/2 CAD STUD | (blank) | CITY PIPE
1 X 6 3/4 CAD STUD | (blank)
1 X 6 3000# TOL | (blank) | CITY PIPE
1 X 6 B7 STUD | (blank) | CITY PIPE
1 X 6 BLACK STUDS | (blank) | CITY PIPE
1 X 6 CAD STUD | (blank) | CITY PIPE
1 X 6 FLAT | (1) 20' joint, for weld test per Jarod Hillin | CITY PIPE
1 X 6 FLAT BAR | 1 x 6" Flat Bar to meet following: GR ASTM A36-19/A52/14 Gr55 MTRs required | CITY PIPE
1 X 6 HOT ROLLED FLAT | 20' | INDUSTRIAL
1 X 6 HOT ROLLED FLAT A36 | 20') 1 X 6 HOT ROLLED FLAT | CITY PIPE
1 X 6 S160 NIPPLES | 1 x 6 S160 Nipples | CITY PIPE
1 X 6 XXH NIPPLE | (blank) | CITY PIPE
1 X 6 YELLOW CAD STUD | (blank) | CITY PIPE
1 X 7 1/2 YELLOW CAD STUD | (blank) | CITY PIPE
1 X 7 B7 TEFLON STUDS | 1 x 7 B7 Teflon Studs W/Nuts | CITY PIPE
1 X 7 CAD STUD | (blank) | CITY PIPE
1 X 7 CAD STUDS | 1 x 7 Cad Studs | CITY PIPE
1 X 7 NIPPLE | ??? | CITY PIPE
1 X 7 SMLS 316 TBE | 1 x 7 SMLS 316 TBE | CITY PIPE
1 X 8 BLACK STUD | (blank) | CITY PIPE
1 X 8 CAD STUD | (blank) | CITY PIPE
1 X 8 HOT ROLLED FLAT | (3) 20' joints | CITY PIPE
1 X 8 HOT ROLLED FLAT BAR | 10' joint | CITY PIPE
1 X 8-1/2 CAD STUDS | 1 x 8-1/2 Cad Studs | CITY PIPE
1 X CLOSE NIP S80 | ??? | CITY PIPE
1 X CLOSE SCH160 NIPPLE | (blank) | ELLIOTT ELEC
1 X CLOSE XH BLK NIPPLE | (blank)
1 XCLOSE SMLS 316 TBE | 1 xClose SMLS 316 TBE | CITY PIPE
1 RL GMCC0000 | Graphite Crimson Control Module | CITY PIPE
1" F ADAPTER | 1" F Adapter | INDUSTRIAL H
1" " GALV CONDUIT | CONDUIT 1" RIGID GALVANIZED | CITY PIPE
1" 1/2 THD COUPLING | (blank) | CITY PIPE
1" 1000# THD SWING CHECK VALVE | (blank) | CITY PIPE
1" 150 # THD FLANGE | (blank) | CITY PIPE
1" 150 RF THREADED FLANGES | (blank) | CITY PIPE
1" 150# | CGI | CITY PIPE
1" 150# BALL VALVE | ??? | CITY PIPE
1" 150# BLINDS | ??? | CITY PIPE
1" 150# CGI GASKETS | (blank) | CITY PIPE
1" 150# F316 DEVLON | 1" 150# F316 DEVLON/ FKM GLT /GRAPH 3PC TRN BALL NACE RF FP GO 6156FS- TRN-G/6156-T36DLRG - WARREN | CITY PIPE
1" 150# FF FLANG WELD NECK | S80 | CITY PIPE
1" 150# FF PAPER GASKET | (blank) | INSTRUMENT M
1" 150# FF PAPER GASKETS | (blank) | CITY PIPE
1" 150# FF SLIP ON FLANGE | (blank) | CITY PIPE
1" 150# FFSW XH FLANGE | (blank) | CITY PIPE
1" 150# FLANGE RF | SOL | CITY PIPE
1" 150# GASKET | (blank) | CITY PIPE
1" 150# GASKET NO INNER RING | (blank) | CITY PIPE
1" 150# GASKET NO IR | (blank) | CITY PIPE
1" 150# GASKET, NO INNER RING | (blank) | INDUSTRIAL
1" 150# GASKET, NO IR | (blank) | CITY PIPE
1" 150# GASKETS | (blank) | CITY PIPE
1" 150# RF BLIND FLANGE | (blank) | CITY PIPE
1" 150# RF THD FLANGE | (blank) | CITY PIPE
1" 150# RF THREADED FLANGE | (blank) | CITY PIPE
1" 150# RFSW S160 FLANGE | (blank) | CITY PIPE
1" 150# RFSW XH FLANGE | (blank) | CITY PIPE
1" 150# RFWN XH FLANGE | (blank) | CITY PIPE
1" 150# SOL FLANGE RF | XH | CITY PIPE
1" 150# THD RF FLANGE | (blank) | TAG PLACE
1" 150# WARREN | ??? | CITY PIPE
1" 150# WKM | ??? | CITY PIPE
1" 150# WNRF XH FLANGE | (blank) | CITY PIPE
1" 150# XH RFWN FLANGE | (blank) | CITY PIPE
1" 2000# 316SS THD 90 ELBOW | (blank) | CITY PIPE
1" 2000# 90'S | (blank) | CITY PIPE
1" 2000# BALL VALVE | 1" 2000# WOG FP WCB BODY F316SS TRIM RTFE 3PC FLOATING BALL FIRE SAFE THD LEVER OP WARREN 356FRG | CITY PIPE
1" 2000# JHAWK BALL VALVE | 1" NPT JHAWK 2000# Ball Valve | CITY PIPE
1" 2000# TEE | (blank) | CITY PIPE
1" 2000# THD 90 | ??? | CITY PIPE
1" 2000# THD TEE | ??? | CITY PIPE
1" 2000WOG | 1" 2000WOG, TE, A395DI x 316SS x VITON, BALL CHECK VALVE, NACE | INDUSTRIAL
1" 300# FLANGES | 1” 300# threaded RF flanges | INDUSTRIAL
1" 300# RF THD FLANGE | (blank) | CITY PIPE
1" 300# RFSW XXH DOMESTIC | (blank) | CITY PIPE
1" 300# THD FLANGE | (blank) | CITY PIPE
1" 300# THD FLANGE A105 | (blank) | CITY PIPE
1" 300# THD RF FLANGE | (blank) | CITY PIPE
1" 300/600# GASKET | (blank) | CITY PIPE
1" 3000 WARREN NPT BALL VALVE | 1" 3000# LF2/316 TRIM DELRIN/ FKM-GLT/GRAPH 3PC RP BALL, FSTHD LEVER F37-6TRDLGT | CITY PIPE
1" 3000# , BALL VALVE | 1" 3000# , Ball Valve, FNPT X SW, CS Body, SS Trim, NACE, Firesafe, Lever Op, KF# 6104-152S1 | CITY PIPE
1" 3000# 1/2 COUPLINGS BLACK | (blank) | CITY PIPE
1" 3000# 316 UNION | 1" 3000# 316SS THREADED 3-PC UNION | CITY PIPE
1" 3000# 90'S THREADED | (blank) | CITY PIPE
1" 3000# BALON BALL VALVE | (blank) | CITY PIPE
1" 3000# BALON BV | LM-10361 | CITY PIPE
1" 3000# CHECK VALVE | VALVE- CHECK SWING 1 3000# THD FP CS BODY 316SS DISC CS SEAT NACE TRIM BALON 1F-C03-SE | CITY PIPE
1" 3000# NPT WARREN LF2 RP BALL VALVE | 1" 3000# LF2/316 TRIM DELRIN/ FKM-GLT/GRAPH 3PC RP BALL, FSTHD LEVER F37-6TRDLGT | BARNHART
1" 3000# SOL T'S | (blank) | INDUSTRIAL
1" 3000# SW 45 ELBOW | (blank) | INDUSTRIAL
1" 3000# SW 90 ELBOW | (blank) | SMP SUPPLY
1" 3000# SW CPLG | (blank) | CITY PIPE
1" 3000# SW UNION | (blank) | CITY PIPE
1" 3000# THD 90 ELBOW | (blank) | CITY PIPE
1" 3000# THD BALON CHECK VALVE | (blank) | CITY PIPE
1" 3000# THD HALF COUPLING | (blank) | CITY PIPE
1" 3000# THD HALF COUPLINGS | 1" 3000# Thd Half Couplings | CITY PIPE
1" 3000# THD UNION | (blank) | CITY PIPE
1" 3000# THD UNIONS | 1" 3000# thd Unions | CITY PIPE
1" 3000# THREADED T'S | (blank)
1" 3000# TOL | 1" 3000# TOL | CITY PIPE
1" 3000# T'S THREADED | (blank) | CITY PIPE
1" 3000# UNION | (blank) | CITY PIPE
1" 3000# UNIONS | (blank) | INDUSTRIAL
1" 3000/6000 THD PLUG | (blank) | CITY PIPE
1" 304SS 3000# UNION | (blank) | CITY PIPE
1" 36"-3" 3M TOL | (blank) | INDUSTRIAL
1" 38T-F3M4/3-RP-G-NC | 1" NPT CI800/1920# CHECK VALVE, SS BODY/TRIM, GRAPHITE SEALS, NACE | INDUSTRIAL
1" 3M 1/2 COUPLINGS BLACK | (blank) | CITY PIPE
1" 3M 90 | 1" thd 3000# 90 | INDUSTRIAL
1" 3M FS SW 90 ELBOW | (blank) | INDUSTRIAL
1" 3M SW 90 ELBOW | (blank) | INDUSTRIAL
1" 3M SW TEE A105 | (blank) | CITY PIPE
1" 3M TAPE | TAPE3M-1 / 3M Tape, 1" wide x 36 yards double-sided tape (one roll covers apprx (8) 2x4 fixtures or (20) 1x2 fixtures) | CITY PIPE
1" 3M THD 90 | ??? | CITY PIPE
1" 3M THD HALF COUPLING | (blank) | CI ACTUATION
1" 3M THD HALF COUPLING A105 | (blank) | SMP SUPPLY
1" 3M THD HALF COUPLINGS | 1" 3M Thd Half Couplings MTRs Required | CITY PIPE
1" 3M THD TEE 316 | 1" 3M Thd Tee 316 | EADS DISTRIB
1" 3M THD UNION | ??? | CITY PIPE
1" 3M THD UNION 316 | 1" 3M Thd Union 316 | SLATER CONTR
1" 3M THRD HALF COUPLING | (blank) | CITY PIPE
1" 3-WAY FLO-TITE | WELLMARK SERIES 3535 LOW PRESSURE, SINGLE SEAT BACK PRESSURE VALVE 2" CL150 FLANGED BACK PRESSURE VALVE, INTEGRAL TRIM, #10 TOPWORKS, SPRING RANGE 20‐150, MODEL 210‐DFG‐B‐H | MIDWEST HOSE
1" 45D LT | 1" 45D LT | MCCARTY EQUI
1" 5000WOG SS | 1" 5000WOG, TE, 316SS x 316SS x VITON, BALL CHECK VALVE, NACE | MCCARTY EQUI
1" 600 FBV RF FP SPX BALL VALVE | 1''600 FBV RF FP SPX CSX316SS API6D HNBR RTFM NACE W/LO, SPX #BNF2760FBXAR1L | CITY PIPE
1" 600# BALL VALVE | VALVE, BALL, FLOATING, 1 IN (25 MM) X 1 IN (25 MM), FLANGED RAISED FACE, WKM 320F, ANSI 600 (100 PN), 1500 PSI (103 BAR) MOP, 750 PSI (52 BAR) MOP AT MAX TEMP, TRIM 24-CTF-23, WCC CS BODY, CF8M/316 SS BALL, 316 SS STEM, HI-PERFORMANCE PTFE SEAT, PTFE PACKING, WRENCH WITH LOCK DEVICE LESS LOCK, API 607, B16.34, NACE, -20 F (-29 C) - +300 F (+149 C), LONG PATTERN, ADJUSTABLE STEM PACKING, P/N 2398031-3114122 MODIFICATIONS: NONE WKM/320 | COMMERCIAL E
1" 600# BLIND FLANGE | ??? | SPECIALTY EQ
1" 600# FLANGE | FLANGE- 1 600# THD RF A105 DOMESTIC
1" 600# GASKET | 1" 600# Gasket | ELLIOTT ELEC
1" 600# INSULATION KIT | 1" 600# INSULATION KIT | CITY PIPE
1" 600# RF THD FLANGE | 1" 600# RF Thd Flange | MIDSTREAM VA
1" 600# RF X 2" 150# SET@ 1480 | 1" 600# RF x 2" 150# set@ 1480 Psi with 60 psi canstant BP Liquid Service | DEALERS
1" 600# RFWN XH FLANGE | (blank) | MIDSTREAM VA
1" 600# RING GASKET | ??? | CITY PIPE
1" 600# THD FLANGES | ??? | MIDSTREAM VA
1" 600# THD RF FLANGE | (blank) | SUMMIT
1" 600# WKM BALL VALVE CS BODY | Material: 2398031-3114112BV 1F 600 RF WKM 320F 24CTF24 WR NACEVALVE, BALL, FLOATING, 1 IN (25 MM) X 1 IN (25 MM), FLANGED RAISED FACE, WKM320F, ANSI 600 (100 PN), 1500 PSI (103 BAR) MOP, 750 PSI (52 BAR) MOP AT MAXTEMP, TRIM 24-CTF-24, CARBON STEEL BODY, CARBON STEEL/ENP BALL, CARBON STEEL/ENPSTEM, HI-PERFORMANCE PTFE SEAT, PTFE PACKING, WRENCH WITH LOCKDEVICE LESSLOCK, API 607, B16.34, -20 F (-29 C) - +300 F (+149 C), LONG PATTERN, ADJUSTABLE STEM PACKING | ELLIOTT ELEC
1" 6000# THD COUPLING | (blank) | SUMMIT
1" 800 CLASS GATE VALVE SOCKET WELD ENDS | FULL PORT GATE VALVE OMB 610-8-THDA105, TRIM 8, BOLTED BONNET, THD ENDS, GRAPHITE PACKING, HANDWHEEL**SW BOTH ENDS** | SUMMIT
1" 800# A105N/8 NACE SWING CK | 1" 800# A105N/8 NACE BC SWING CK THD WARREN 853‐8‐T | DEALERS
1" 800# A350 LF2/12N NACE | 1" 800# A350 LF2/12N NACE BB OS&YGATE THD 811/ 851 LF2-12N-T H/C: P21821, YD1 Warren | DEALERS
1" 800# GATE VALVE | 1" 800# A105N/8 BB OS&Y GATE, HANDWHEEL NACE THD 851-T | TEINERT META
1" 800# GLOBE VALVE | (blank) | AWC, INC
1" 800# NPT WARREN | 1" 800# NPT WARREN A105N OS&Y GATE VALVE | SUMMIT
1" 800# NPT WARREN 316L OS&Y GATE VALVE | 801-T-624 1" 800# Wedge Gate Valve, 316L Body, bolted bonnet, OS&Y, THD ends, Graphite Gaskets | ELLIOTT ELEC
1" 800# NPT WARREN A105N OS&Y GATE VALVE | 1" 800# A105N/8 BB OS&Y GATE NACE THD 851-T-624
1" 800# NPT WARREN GATE VALVE | 1" 800# A105N/8 BB OS&Y GATE NACE THD 851-T-624 | DEALERS
1" 800# SW GATE VALVE | (blank) | CITY PIPE
1" 800# SWXSW GATE VALVE | 1" 800# SWxSW Gate Valve A105 TRIM 8 HWO API-600/624 | CITY PIPE
1" 800# WARREN 853-T CHECK VALVE | 1" 800# A105N/8 NACE BC SWING CK THD WARREN 853-T
1" 800# WARREN CHECK VALVE | 1" 800# A105N/8 NACE BC SWING CHECK THD WARREN 853-8-T | SPECIALTY EQ
1" 90 | 1" 90 | CITY PIPE
1" 90 3000# | ELL 90, 3000 LB, FPT, ASME 816.11 | CITY PIPE
1" 90 DEGREE CONDUIT ELBOW | 1" 90 DEGREE CONDUIT ELBOW
1" 90D | PVC SCH 40 1-IN-90D-SCH-40-COND-ELL | CITY PIPE
1" 90D CONDUIT ELBOW | Charge back to Ovintiv | CITY PIPE
1" 90'S 2000# | (blank) | CITY PIPE
1" 90'S 2000# THREADED | (blank) | CITY PIPE
1" 90'S 3000# | (blank) | TEINERT META
1" 90'S 3000# THREADED | (blank) | TEINERT META
1" ADAPTER | 1" Adapter | TEINERT META
1" ALU FM7 COND CVR/ GASKET | Charge back to iron horse RO Heater | TEINERT META
1" ALUMINUM ANGLE | 1.0" X 1.0" X 25' ALUMINUM SOLID ANGLE | CITY PIPE
1" BALL VALVE | VALVE BALL QVA S3-CS SERIES NACE-S3FCSPFSLWT100 | SMP SUPPLY
1" BALL VALVE THD | VALVE, BALL, FLOATING, 1 IN (25 MM) X 1 IN (25 MM), B138-CS-43-CS FIGURE NUMBER, THREADED END (FXF), WKM, DYNASEAL, 310C5, 3000 PSI (206 BAR) MOP, 2719 PSI (187 BAR) MOP AT MAX TEMP, CARBON STEEL BODY, CF8M/316 SS BALL, CARBON STEEL/ZINC PLATED STEM, ACETAL PLASTIC SEAT, WRENCH WITH LOCK DEVICE LESS LOCK, API 607, B16.34, -20 F (-29 C) - +220 F (+104 C), ADJUSTABLE STEM PACKING | CITY PIPE
1" BALL VALVE, KSB-081 | 1" 2000# WOG WCB RTFE 3PC FP BALL FS THD WARREN 356FRG EPCO SPEC: KSB-081 | CITY PIPE
1" BALL VALVE, KXB-301F | 1" 3000# WARREN LF2 W/316 TRIM PEEK W/ FKM‐GLT /GRAPH 3PC RP BALL, RPFS THDxSW LEER F37‐6TRPLGTS EPCO SPEC: KXB-301F
1" BALL VALVE, VB-013FY | 1" 150# RF PBV FLOATING BALL VALVE FP CS/316 PTFE LEVER OP PBV P‐6410‐41‐2236‐GL‐NL‐I 14DGN EPCO SPEC: VB-012FY | CITY PIPE
1" BALON BALL VALVE | 1" Reg Port S.E. 3,000# WP Steel Ball Valve 316 S.S. Ball & Stem, Nace, 1RF03NSE | CITY PIPE
1" BALON BALL VALVES | 1" Balon Ball Valve | TEINERT META
1" BALON BV | 1F-S03SE | TEINERT META
1" BALON CV | 1F-D42-SE Balon DI Check Valve | CITY PIPE
1" BALON CV 1000# | 1" Balon CV 1000# 1FD42SE | ELLIOTT ELEC
1" BALON LM-010361 | 1" 3000psi FNPT RP Floating Ball Valve, CS Body, SS Trim, Lever Op, Firesafe, Balon LM-010361 | CITY PIPE
1" BALON VALVE | 1"-NPT-Balon-1" RFSE 3,000# WP Steel Ball Valve w/ NACE Trim 1R-F03N-SE | TEINERT META
1" BLUE TAPE | 1" Blue Tape | ULTIMATE WEL
1" BLUE TEFLON TAPE | 1” Blue monster Teflon tape | TEINERT META
1" BLUE TEFLON WASHER | (blank) | TEINERT META
1" BLUE TEFLON WASHERS | (blank) | TEINERT META
1" BOLTED BONNET CHECK VALVE | 1 800 THRD Swing Check Valve A105 Trim 8 (410/HF) Bolted Bonnet API‐602 OMB #860 | TEINERT META
1" BOLTED CHECK | 1 800 THRD Swing Check Valve A105 Trim 8 (410/HF) Bolted Bonnet API‐602 OMB #860 | CITY PIPE
1" BRUSHES | 1" Brushes | TEINERT META
1" BUSHINGS | 1" Bushings | TEINERT META
1" BV | ??? | TEINERT META
1" BV NACE SS 3600 WOG | 1" BV Nace 316 3600 WOG | TEINERT META
1" C&C BV | ??? | CITY PIPE
1" CAP SCREWS | 1" x 6" grade 8 Cap Screws w/LW and 2 FW per set | CITY PIPE
1" CGI GASKET | 1" CGI Gasket | INDUSTRIAL
1" CHECK VALVE | SS-16C4-1 1" FNPT CHECK VALVE 1 PSI CRACKING PRESSURE Plains Job# 19623 and 19625
1" CHECK VALVE 5PSI | SS-16C4-5 SS C Series 1" FNPT x 1" FNPT Fixed Cracking 5 PSI *FS
1" CHECK VALVE, KSCP-301SS | 1" FNPT CHECK VALVE NEOPRENE SEALS 25PSI SPRING SWAGELOK SS‐CHF16‐NE‐25 EPCO SPEC: KSCP-301SS | SUMMIT
1" CHECK VALVES | Spring Check Valve Bronze 1" Manufacturer# 6AJY3 | CITY PIPE
1" CHIP BRUSH | (blank) | CITY PIPE
1" CL 300 RF THD FLG C/S | 1" CL 300 RF THD FLG C/S | DEALERS
1" CL900 NPT QUADRANT SS BALL VALVE - SPRING RETUR | SBRSSRGSRTT100 Valve Ball QVA SB-SS Series 1.00 Inch Seal Welded CL 900 - 2160 psi RP FNPT x FNPT Spring Return Handle CF8M Body 316SSTrim R-TFM Seats Graphite Seals ASME B16.34 API 608 API 607Firesafe NACE MR01-75 | DEALERS
1" CLASS 600 NPT Y-STRAINER | 1" CLASS 600 NPT STYLE SB7I CARBON STEEL Y‐STRAINER W/ 1/16" PERF. 304SS SCREEN, W/ 304SS SPIRAL WOUND GRAPHITE FILLED GASKET, W/ THREADED COVER IMPORT KECKLEY 15THY‐CS062P34‐GTI‐SB7 Marathon Job# 21194 | MCCARTY EQUI
1" CLOSED NIPPLES S160 | (blank)
1" CONDUIIT | 3/4 GALV CONDUIT | SAUNDERS COM
1" CONDUIT | 1" CONDUIT | TEINERT META
1" CV 1000# | 1" CV 1000# | SPECIALTY EQ
1" DIA MALE CORD GRIP | 3/4" DIA MALE CORD GRIP | SPECIALTY EQ
1" DRILL ON TAP COVER PLATES | (blank) | SPECIALTY EQ
1" EXT FOR LS 200 | 1" ext for LS 200 | SPECIALTY EQ
1" FISHER CONTROL VALVE | REMANUFACTURED/NEW 1" 150# RF FISHER V150, WCC BODY, SST/CHROME PLATED BALL, HD METAL BALL SEAL, PEEK/PTFE BEARINGS, PTFE/COMP PACKING, 1/2" "DD" SHAFT, **NEW** VALVCON ADCWX SERIES 600 IN.LB ELECTRIC FAIL SAFE ACTUATOR, *SET TO FAIL CLOSE* W/ 4-20 MA OR 0-10VDC POSITION FEEDBACK, LITHIUM ION BATTERY BACK UP, 2 AUXILIARY LIMIT SWITCHES, NEMA 4/4X/7 & 9, UNIVERSAL POWER, HOLDING BRAKE, HEATER/THERMOSTAT, HANDWHEEL OVERRIDE, VISUAL INDICATOR COMPLETE WITH MOUNTING BRACKET, COUPLER, AND MOUNT/SET TO VALVE. (VALVE-REMAN./ ACT-NEW)
1" FLANGE DOTS | (blank) | CITY PIPE
1" FLAT WASHER | (blank) | CITY PIPE
1" FLAT WASHER GRADE 8 | (blank) | MIDSTREAM VA
1" FLAT WASHERS | 1 INCH USS FLAT STEEL WASHER GR 8 | CITY PIPE
1" FLEX GROUNDED | 1-LIQ-TITE-UA-CUT | CITY PIPE
1" FORM 7 BODY | 1" form 7 Body | JET SPECIALT
1" FORM 7 COV W/GASKET | 1" Form 7 Cover W/Gasket | CITY PIPE
1" FS HX HD PLUG | (blank)
1" FULL COLLARS THREADED | (blank) | TOP VALVE IN
1" G.A.L. | Pack of (20), 1” G.A.L. certified socket weld contraction rings | TOP VALVE IN
1" GA VLV THD LOTEMP | NEWCO 18T-F3M4/3-RP-G-NC 1” 800 316L TRIM 16 NACE GATE THD - MEETS -76F | CITY PIPE
1" GALV BOLTS | 1" Galvanized Bolts | CITY PIPE
1" GALV FLAT WASHERS | 1" Galvanize Flat Washers | SMP SUPPLY
1" GAPOLETS | (5) packages | SMP SUPPLY
1" GASKET | 1" GASKET SWG 1/8"THK RF 150 B16.20 SS 316/PTFE/CS | CITY PIPE
1" GATE VALVE | 1" 800# CS Socket x Thread Gate Valve | CITY PIPE
1" GATE VALVE, KS-081 | 1" 800# A105N/8 BB OS&Y GATE NACE THD WARREN 851‐8‐T EPCO SPEC: KS-081 | CITY PIPE
1" GATE VALVE, KX-081 | 1" 800# A105N/8 BB OS&Y GATE NACE THDXSWE WARREN 851‐8‐TS EPCO SPEC: KX-081 | CITY PIPE
1" GLOBE VALVE | 1" NPT Globe Valve Bonney Forge MFG PN HL-31-T Medallion 22027-01 thru 22041-01 | JET SPECIALT
1" GLOBE VALVES | 1" HL-31-T GLOBE | CITY PIPE
1" GROUND BUSHINGS | 1" Ground Bushings | CITY PIPE
1" HALF COLLARS | (blank) | CITY PIPE
1" HALF COLLARS THREADED | (blank) | ELLIOTT ELEC
1" HALF COUPLING | 1" 3000# THREADED HALF COUPLING | CITY PIPE
1" HANDLES | to fit the 1" valve | CITY PIPE
1" J-HAWK | 1" NPT JHAWK 2000# Ball Valve. MFG PN V2-WCB | MIDSTREAM VA
1" JHAWK BALL VALVE | 1" NPT JHAWK 2000# Ball Valve. MFG PN V2-WCB, Item #31719 | MIDSTREAM VA
1" LB FM7 COND BODY | Charge back to iron horse RO Heater | MIDSTREAM VA
1" LENGTH FLOAT EXT | 1" Length Float Ext Assy LS200 | MIDSTREAM VA
1" LOCK WASHER | (blank)
1" LOCK WASHER GRADE 8 | (blank) | CITY PIPE
1" LT | 1" LT | CITY PIPE
1" MALE & FEMALE HUB | 1" MALE & FEMALE HUB VERT/HORIZONTAL SEAL OFF | BRICE CO
1" MALE & FEMALE HUB VERT | 1" MALE & FEMALE HUB VERT | CI ACTUATION
1" MALE UNION | 1" MALE UNION | MCCARTY EQUI
1" MC CABLE HAZ CONN | 1" MC Cable Haz Conn
1" MERCER SET@ 1000 | Mercer Relief Valve 1-D-1 (MNPT x FNPT) Sour Liquid Trim Set @ 1000#'s | TOTAL VAVE
1" MERCER SET@ 750 | Mercer Relief Valve 1" x 1" "Sour Liquid Trim" Set @ 750#'s | MCCARTY EQUI
1" MERCER SET@650 | Mercer Relief Valve 1" x 1" "Sour Liquid Trim" Set @ 650#'s | SAUNDERS COM
1" MET LIT, NON UL 100' COIL | 1" MET LIT, NON UL 100' COIL | CITY PIPE
1" MNPT SS 90 | 1" MNPT SS 90 | MIDSTREAM VA
1" MT REP KIT | 1" MT REP Kit | CITY PIPE
1" MUELLER Y-STRAINER | ??? | ELLIOTT ELEC
1" MYERS HUB | 1" MYERS HUB | SPECIALTY EQ
1" NUT | (blank) | SWAGELOK WES
1" ON 16" 3000# F52 TOL | (blank) | ELLIOTT ELEC
1" ON 2" 3000# F52 TOL | (blank) | SUMMIT
1" ON 2" 3000# TOL F52 | (blank) | CITY PIPE
1" ON 20" 3000# F52 TOL | (blank) | ELLIOTT ELEC
1" ON 3" 3000# TOL F52 | (blank) | SAUNDERS COM
1" ON 3" TOL 3M | (blank) | FRANKLIN VAL
1" ON 4" 3000# TOL F52 | (blank) | ELLIOTT ELEC
1" ON 6" 3000# TOL F52 | (blank) | SPECIALTY EQ
1" OT HOLE SEAL | (blank) | SPECIALTY EQ
1" PERF | BS85-6” replacement basket 304SS | MCCARTY EQUI
1" PIPE | 1" Pipe S80 | SPECIALTY EQ
1" PIPE CLAMP | 1" Pipe Clamp | CITY PIPE
1" PIPE XH | 1" PIpe per Del ticket# 025139625 | BARNHART
1" PLATE | 1 x 12 plate | ELLIOTT ELEC
1" PLATE *RED* | (1) sheet of 48" X 96" | CITY PIPE
1" PLUG | PLUG- HEX THD 1 FS 3000#/6000# | CITY PIPE
1" PLUGS | 1" Plugs | TORO COMPLET
1" PRESSURE PIPE | PIPE- PRESSURE 1 .250 SCH 160 A106B PE 21 FT DOMESTIC 2.85LB/FT | MIDSTREAM VA
1" PVC | PVC SCH 40 1-IN-PVC-SCHED-40-10FT | BRICE CO
1" PVC ADPT | 1" PVC Adpt | CITY PIPE
1" PVC FEMALE ADAPTER | 1" PVC FEMALE ADAPTER | CITY PIPE
1" RELIEF VALVE | AGCO PILOT OP 1" RV 44312F12/S1 BODY: CS SA216-WCB/WCC Whitewater Midstream Job# 21399 | JET SPECIALT
1" RELIEF VALVE SET@ 1440 | 91-17D51T63L1 Mercer Relief Valve 1-D-1 (MNPT x FNPT) Liquid Trim Set @ 1440#'s | CITY PIPE
1" RELIEF VALVE SET@ 150 | 91-17D51T07L1 Mercer Relief Valve 1-D-1 MxF NPT w/ Liquid Trim Set @ 150#'s | TEINERT META
1" RELIEF VALVES | ??? | TEINERT META
1" RGD PIPE CLMP | BLTD 1" PA ZN PI-T RGD PIPE CLMP | JET SPECIALT
1" RIGHT ANGLE CLAMP | 1" Right Angle Clamp | CAMERON MEAS
1" RIGID CONDUIT | 1" RIGID CONDUIT | CITY PIPE
1" RIGID CONDUIT 40 PC | Charge back to iron horse RO Heater | CITY PIPE
1" RT | 1" RT ANG CLMP | CITY PIPE
1" RUPTURE DISC | ??? | ELLIOTT ELEC
1" S/S SOLID PLUGS | (blank) | SPECIALTY EQ
1" S/S T'S 2000# | (blank) | ELLIOTT ELEC
1" S/S UNIONS | (blank) | SPECIALTY EQ
1" S160 CLOSED NIPPLE | (blank) | SMP SUPPLY
1" S160 DOMESTIC PIPE | (blank) | MCCARTY EQUI
1" S160 PIPE | ??? | CITY PIPE
1" S40 PIPE | 1 40S (.133W) SMLS PIPE 316/316L SRL | GRAYBAR
1" S80 DOMESTIC PIPE | (blank) | CITY PIPE
1" S80/XH DOMESTIC PIPE | (blank)
1" SCH 160 DOMESTIC PIPE | (blank) | SWAGELOK WES
1" SCH 160 PIPE | 1" Sch 160 Domestic Pipe | SPECIALTY EQ
1" SCH 160 SMLS DOMESTIC PIPE | (blank) | ELLIOTT ELEC
1" SCH 160 SMLS PIPE | 200' | ELLIOTT ELEC
1" SCH 80 PIPE | 1" Sch 80 Domestic Pipe | ELLIOTT ELEC
1" SCH 80 SMLS DOMESTIC PIPE | (blank) | CITY PIPE
1" SCH 80/XH DOMESTIC PIPE | (blank) | TEINERT META
1" SCH160 PIPE | PIPE- PRESSURE 1 .250 SCH 160 A106B PE 21 FT DOMESTIC 2.85LB/FT | CITY PIPE
1" SCH160 PRESSURE PIPE | (blank) | CITY PIPE
1" SCH160 SMLS PIPE | (blank) | CITY PIPE
1" SCH40 45D PVC ELBOW | 1" SCH40 45D PVC ELBOW | CITY PIPE
1" SCH80 PIPE | (3) 21' joints, 63' total | CITY PIPE
1" SCH80/XH PIPE | 20' joints | CITY PIPE
1" SCH80/XH PRESSURE PIPE | (blank) | REXEL
1" SCH80/XH SMLS DOMESTIC PIPE | (15) 21' joints | CITY PIPE
1" SE BALL VALVE | ??? | SPECIALTY EQ
1" SHARPE CHECK VALVE | (blank) | TEINERT META
1" SMOOTH PLATE | (1) sheet of 96" X 60" | CITY PIPE
1" SOLID PLUG | (blank) | CITY PIPE
1" SOLID PLUGS | (blank) | CITY PIPE
1" SS BALON BV | LS-10591 | CITY PIPE
1" SS CHECK VALVE | ??? | CITY PIPE
1" SS PIPE S80 | 1" SS pipe S80 24.19 FT | CITY PIPE
1" SS STRAP | 1" SS Strap | CITY PIPE
1" SS TUBING UNION TEE | 1" SS Tubing Union Tee | SLATER CONTR
1" STD PIPE TBE | 1" STD PIPE TBE | CITY PIPE
1" STD. TOL | to fit 2" pipe | SAUNDERS COM
1" STR STI- LT CONN | 1" STR STI- LT CONN | SAUNDERS COM
1" STREET 90 | 1" Street 90 | UP&S, INC
1" STREET 90'S 3000# | (blank) | SWAGELOK WES
1" STREET 90'S THREADED | (blank)
1" STREET L'S | (blank) | CITY PIPE
1" STREET L'S 3000# | (blank) | ELLIOTT ELEC
1" SW FLANGE | 1" 150# RF Socket Weld Flange | ELLIOTT ELEC
1" SW X SW GV | ??? | ELLIOTT ELEC
1" SW X THD GV | ??? | ELLIOTT ELEC
1" SW X THREAD 800 GATE VALVE | 1" SW X THREAD 800 GATE VALVE | ELLIOTT ELEC
1" T FM7 CONDUIT BODY | 1" T FM7 CONDUIT BODY | CI ACTUATION
1" T X 1" T 90' UNION | 1" T X 1" T 90' UNION ELBOW 316SS BILOK TUBE FITTING | SPECIALTY EQ
1" TEE | ???
1" TEFLON | 1 x 1296in DomesticTeflon Tape | MCCARTY EQUI
1" TEFLON COATED WASHERS | 1 INCH F436 STRUCTURAL FW TEFLON Coated | CITY PIPE
1" TEFLON TAPE | (blank) | CITY PIPE
1" THD 90 2000# ELBOW | (blank) | CITY PIPE
1" THD 90 3000# | 1" thd 90 3000# | SPECIALTY EQ
1" THD BALL VALVE | 1" Reg Port S.E. 3,000# WP Steel Ball Valve 316 S.S. Ball & Stem, Nace
1" THD BALON VALVES | 1" Reg Port S.E. 3,000# WP Steel Ball Va
1" THD CHECK VALVE | 1" 1000# thd Balon check valve w/Nace | CITY PIPE
1" THD CHECK VALVES | 1" Full Port S.E. 1,000# WP Ductile Chec | JET SPECIALT
1" THD COUPLING | COUPLING- THD 1 FS 3OOO# | CITY PIPE
1" THD COUPLING 6000# | 1" thd Coupling 6000#
1" THD ELBOW | ELBOW - 90 THD 1 FS 2OOO# | INDUSTRIAL
1" THD ELBOWLET | 1" Thd Elbowlet | INDUSTRIAL
1" THD GLOBE VALVE | (blank)
1" THD GLOBE VALVE BONNEY | Bonney Globe Valve Medallion Job# 21115 | SPECIALTY EQ
1" THD HALF COUPLING | COUPLING- HALF THD 1 FS 3000# | SPECIALTY EQ
1" THD PLUG | 1" thd plug | SPECIALTY EQ
1" THD TEE 2000# | 1" Thd Tee 2000#
1" THD TEE 6000# | 1" Thd Tee 6000# | SPECIALTY EQ
1" THD UNION 3000# | 1" thd Union 3000# | CITY PIPE
1" THD UNION 6000# | 1" Thd Union 6000# | CITY PIPE
1" THERMOWELL | TWL3041608040260 1.0" X 1/2" X 4.25" OAL U=2.50" 304SS, .260 BORE THERMOWELL | CITY PIPE
1" THREADED 90'S | 3000# S/S | INDUSTRIAL
1" THREADED 90'S 2000# | (blank) | CITY PIPE
1" THREADED 90'S 3000# | (blank) | CITY PIPE
1" THREADED FULL COLLAR | 3000# | CITY PIPE
1" THREADED T'S | 3000# S/S | CITY PIPE
1" THREADED T'S 2000# | (blank) | MIDSTREAM VA
1" THREADED T'S 2000# | (blank) | AWC, INC
1" THREADED T'S 3000# | (blank) | CITY PIPE
1" THREADED UNIONS S/S | (blank) | CI ACTUATION
1" TITAN Y-STRAINER | TITAN 1” Y STRAINER 150# CARBON STEEL BODY FLANGED WITH .062“ PERF 304SS SCREEN | CI ACTUATION
1" TOL | ??? | CITY PIPE
1" TOL 3000# | to fit 6" pipe | CITY PIPE
1" TOL SS 316 3M | 1" TOL SS 316 3M H2O Midstream Job# 20065-01
1" TUBING | 1.0" OD X .035" WALL 316SS SEAMLESS TUBING
1" TUBING 90 SS | 1" SS Tubing Union Tee
1" TUBING CAPS | 1" Tubing Caps | SWAGELOK WES
1" TUBING PLUGS | 1" Tubing Plugs
1" TUBING UNION SS | 1" Tubing Union SS
1" UBOLT | 1” U-Bolt with black cover and I-Rod
1" U-BOLTS | with black cover and I-Rod
1" U-BOLTS WITH BLACK COVER | and I-Rods
1" UNION | UNION- HEX THD 1 FS 3OOO# | CITY PIPE
1" UNION DISC | ??? | CITY PIPE
1" UNIONS | (blank) | SPECIALTY EQ
1" UNIONS 3000# | (blank) | SPECIALTY EQ
1" VALVE | VALVE- GLOBE 1 THD BONNEY HL-31-T | JET SPECIALT
1" VINTROL | 1" Vintrol | BARNHART
1" VINTROL BALL VALVE | (blank) | CITY PIPE
1" VINTROL VALVES | 1" Vintrol Valves | CITY PIPE
1" WARREN | 1" 2000# WOG FP WCB BODY F316SS TRIM RTFE 3PC FLOATING BALL FIRE SAFE THD LEVER OP WARREN 356FRG
1" WARREN 800# NPT CS SWING CHECK VALVE | 1" WARREN 853-T 800# A105N/8 NACE BC SWING CHECK VALVE THD | ELLIOTT ELEC
1" WARREN BALL VALVE | 1" 2000# WOG FP WCB BODY F316SS TRIM RTFE 3PC FLOATING BALL FIRE SAFE THD LEVER OP WARREN 356FRG
1" WARREN SS GATE VALVE | 1” 800# Warren 316 Threaded Fig No 801HF-T | CITY PIPE
1" WATERTIGHT HUB 10/100 | 1" WATERTIGHT HUB 10/100 | CITY PIPE
1" WHITE TEFLON TAPE | (blank) | ULTIMATE WEL
1" WKM BALL VALVE | VALVE, BALL, FLOATING, 1 IN (25 MM) X 1 IN (25 MM), B138-CS2-43-S2 FIGURE NUMBER, THREADED END (FXF), WKM, 310C5, 3000 PSI (206 BAR) MOP, 2719 PSI (187 BAR) MOP AT MAX TEMP, CARBON STEEL BODY, CF8M/316 SS BALL, TYPE 630 SS STEM, ACETAL PLASTIC SEAT, WRENCH WITH LOCK DEVICE LESS LOCK, API 607, B16.34, -20 F (-29 C) - +220 F (+104 C), ADJUSTABLE STEM PACKING MANUFACTURER'S CERTIFICATE OF CONFORMANCE ONLY FOR THIS PART NUMBER | ELLIOTT ELEC
1" WKM BALL VAVLE | VALVE, BALL, FLOATING, 1 IN (25 MM) X 1 IN (25 MM), B138-CS2-43-S2 FIGURE NUMBER, THREADED END (FXF), WKM, 310C5, 3000 PSI (206 BAR) MOP, 2719 PSI (187 BAR) MOP AT MAX TEMP, CARBON STEEL BODY, CF8M/316 SS BALL, TYPE 630 SS STEM, ACETAL PLASTIC SEAT, WRENCH WITH LOCK DEVICE LESS LOCK, API 607, B16.34, -20 F (-29 C) - +220 F (+104 C), ADJUSTABLE STEM PACKING MANUFACTURER'S CERTIFICATE OF CONFORMANCE ONLY FOR THIS PART NUMBER | CITY PIPE
1" WKM THD VALVE | ??? | CITY PIPE
1" X 1 1/2" SWAGE XH | weld neck | CITY PIPE
1" X 1 RELIEF VALVES | ??? | CITY PIPE
1" X 1" 150# WKM BALL VALVE | ??? | CITY PIPE
1" X 1" RELIEF VALVE | ???
1" X 1/2" 3000# BUSHING | 1" X 1/2" 3000# 316SS THREADED BUSHING | CITY PIPE
1" X 1/2" BUSHING | (blank) | CITY PIPE
1" X 1/2" BUSHINGS | (blank)
1" X 1/2" RED BUSHING | 1" x 1/2" Red Bushing
1" X 1/2" THREADED BUSHING | (blank)
1" X 1/2" T'S | 2000# threaded T's | SMP SUPPLY
1" X 1/4" SAMPLE PROBE | ??? | CITY PIPE
1" X 1/4" T'S | 2000# threaded T's | BARNHART
1" X 10" BLUE TEFLON BOLTS | (blank) | CITY PIPE
1" X 10" TEFLON STUD | (blank) | CITY PIPE
1" X 10-6 3M TOL | (blank) | CITY PIPE
1" X 16 1/2" YELLOW CAD BOLTS | (blank)
1" X 16" BLACK BOLTS | (blank) | CITY PIPE
1" X 2 1/2 SCH 160 NIPPLE | NIPPLE- 1 X 2-1/2 SCH 160 BLK CS SMLS TBE | BARNHART
1" X 2 1/2" NIPPLE | NIPPLE- 1 X 2-1/2 XH BLK CS SMLS TBE | CITY PIPE
1" X 2 1/2" S160 NIPPLE | (blank)
1" X 2 1/2" S160 NIPPLES | (blank) | CITY PIPE
1" X 2 1/2" S80 NIPPLE | (blank) | CITY PIPE
1" X 2 1/2" S80 NIPPLES | (blank) | CITY PIPE
1" X 2 GALV NIPPLE | 1" X 2 GALV NIPPLE | CITY PIPE
1" X 2 XH NIPPLES | ??? | CITY PIPE
1" X 2" NIPPLE | NIPPLE- 1 X 2 XH BLK CS SMLS TBE | CITY PIPE
1" X 2" S/S NIPPLES S80 | (blank) | CITY PIPE
1" X 2" S160 NIPPLE | (blank) | BARNHART
1" X 2" S160 NIPPLES | (blank) | CITY PIPE
1" X 2" S80 NIPPLE | (blank) | INDUSTRIAL
1" X 2" S80 NIPPLES | (blank) | ELLIOTT ELEC
1" X 2" THREADED SWAGE | (blank)
1" X 2" TRV, SET @ 285 PSIG | 1 1/2" MNPT X 2" FNPT 8200 SERIES RELIEF VALVE SET @ 285 PSI, NACE, LIQUID SERVICE WITH TEST REPORTS Delek Job# 20197-01 thru 20197-04
1" X 2S80 THD NIPPLES | 1" x 2 S80 Thd Nipples
1" X 3 1/2" S160 NIPPLE | (blank) | DEALERS
1" X 3 1/2" S160 NIPPLES | (blank) | DEALERS
1" X 3 1/2" S80 NIPPLES | (blank) | AMOT CONTROL
1" X 3" NIPPLE | NIPPLE- 1 X 3 XH BLK CS SMLS TBE | MCCARTY EQUI
1" X 3" S160 NIPPLE | (blank) | MCCARTY EQUI
1" X 3" S160 NIPPLES | (blank) | MCCARTY EQUI
1" X 3" S80 NIPPLE | (blank)
1" X 3" S80 NIPPLES | (blank) | ELLIOTT ELEC
1" X 3.5-3 3M TOL | (blank) | ELLIOTT ELEC
1" X 3/4 BUSHING | 1" X 3/4 BUSHING | ELLIOTT ELEC
1" X 3/4" 3000/6000# BUSHING | (blank) | CITY PIPE
1" X 3/4" BUSHING | (blank) | TEINERT META
1" X 3/4" BUSHINGS | (blank) | SUMMIT
1" X 3/4" THD BUSHING | BUSHING- HEX THD 1 X 3/4 FS 3000#/6000# | CITY PIPE
1" X 3/4" THREADED BUSHING | (blank)
1" X 3/8" UBOLT W/ROD | (blank) | TEINERT META
1" X 36-2 3M SW EOL | 1" x 36-2 3M SW EOL | TEINERT META
1" X 36-2 3M THD EOL | (blank)
1" X 4 1/2" CAP SCREWS | Grade 8 | TEINERT META
1" X 4 1/2" S80 NIPPLES | (blank) | CITY PIPE
1" X 4" S/S NIPPLES S80 | (blank) | FASTENAL
1" X 4" S160 NIPPLE | (blank) | REXEL
1" X 4" S160 NIPPLES | (blank) | TEINERT META
1" X 4" S80 NIPPLES | (blank) | TEINERT META
1" X 4" TOL | (blank) | TEINERT META
1" X 4" XXH NIPPLE | (blank) | TEINERT META
1" X 4" XXH NIPPLES | (blank) | TEINERT META
1" X 5 - 4" 3000# TOL | 1" X 5 - 4" 3000# TOL | TEINERT META
1" X 5 1/2" CAP SCREWS | Grade 8 | TEINERT META
1" X 5.5" BLUE TEFLON STUD | (blank) | TEINERT META
1" X 5-4 3M TOL | (blank) | FASTENAL
1" X 5-4" 3M TOL | (blank) | FASTENAL
1" X 6" YELLOW CAD BOLTS | (blank) | FASTENAL
1" X 6-1/2 CAD STUDS | 1" x 6-1/2 Cad Studs
1" X 7 1/2" BLUE TEFLON BOLTS | (blank) | CITY PIPE
1" X 7 1/2" GOLD CAD STUD | (blank) | SMP SUPPLY
1" X 7 1/2" YELLOW CAD BOLTS | (blank)
1" X 7 1/4" | Blue Teflon Bolts
1" X 7" BLACK BOLTS | (blank) | ELLIOTT ELEC
1" X 7" STUDS | ??? | CITY PIPE
1" X 7" TEFLON COATED STUD | (blank) | CITY PIPE
1" X 9" TEFLON COATED STUD | (blank) | FASTENAL
1" XH BW TEE | (blank) | ELLIOTT ELEC
1" XH DOMESTIC PIPE | (blank) | SAUNDERS COM
1" XH LR 90 ELBOW | (blank) | CITY PIPE
1" XH PIPE | 100' in 20' joints | TEINERT META
1" XH PIPE DOMESTIC | (blank) | CITY PIPE
1" XH PRESSURE PIPE | (blank) | TEINERT META
1" XH SMLS DOMESTIC PIPE | 3X - 20' joints | SAUNDERS COM
1" XH SMLS PIPE | 200' | SAUNDERS COM
1" XH TEE | (blank) | SAUNDERS COM
1" XXH 0.358" PIPE SMLS A106 | (3) 20' joints | JET SPECIALT
1" XXH PIPE | 1" xxh Pipe Domestic MTRS required Deliver to UW | ELLIOTT ELEC
1" CS, ASTM A105 GATE VALVE | CS, ASTM A105, Gate, OS&Y, Reduced Port, Solid Wedge, Socket Weld / Female Pipe Thread, 13% Cr Trim with Stellite Body Seat (API #8), 13 Cr Stem, 800, Handwheel Operator | SPECIALTY EQ
1" SCH 160 A106 GR B PIPE | 1" SCH 160 A106 GR B pipe with MTRs | AWC, INC
1" SOC OLET, A105, 3000# | 1" SOC OLET, A105, 3000# with MTRs
1"GATE VALVE THD | NEWCO 18T-LF24/3-RP-NC 1” 800 THD GATE LF2 TRIM 12 NACE | CITY PIPE
1"RFBF, 316SS | 1" 150# 316 RTFE FP BALL FIRE SAFE RF, WARREN 6156FS-TR | ELLIOTT ELEC
1"UNIONS | (blank) | SPECIALTY EQ
1"VW01AF14N2 | McCrometer Precision V-COne | TEINERT META
1"X1/2" BUSHING | (blank) | TEINERT META
1"X2" 150# TAYLOR PSV | Taylor Valve Safety Relief, 8250 Series E Orifice, Carbon Steel Body, Viton Seals, Flanged 1” 150RFF Inlet, 2“ 150 RFF Outlet, 191-340 Spring Range, 119 GPM Stamped Capacity, For Liquid Service, Set At 285 PSIG. | SWAGELOK WES
1"X2" SCH 80 NIPPLE | (blank) | CITY PIPE
1"X6" OAL SS HOSE | 1"X6" OAL SS HOSE CST FJX ENDS | TEINERT META
1"X7" CAD PLATED STUDS | (blank) | CITY PIPE
1"X9" CAD PLATED STUDS | (blank) | CITY PIPE
1,275 AL XHHW #3/0 WIRE & CABLE | Job # 21109-10 Charge back to moms meals | CITY PIPE
1,500 CONDUIT 3/4 EMT | Job # 21109-10 Charge back to moms meals | ELLIOTT ELEC
1.0 TON BARD AC W/5KW HEATER | Bard W12AB-A05XWXXXJ 1.0 Ton Air Conditioner - 208-230 Volts, 60hz, 1-Phase - Heat Strip: 5 KW - Cert. EER: 10 - 1.0 Ton Capacity - Ultra Efficiency - R-410A Green Refrigerant - Copeland scroll compressor - Twin Blower Assembly - Electrical Disconnect - High & Low Pressure Switches are Auto Reset - Compressor Control Module - Time Delay Relay - Full-Length Mounting Brackets - Slope Top / Rain Flashing - Liquid Line Filter Dryer - Condensate Disposal System - Aluminum Finned Copper Coils - Galvanized 20 Gauge Zinc Coated Steel Cabinet - Up to 5 year limited parts warranty (restrictions apply) - Barometric Fresh Air Damper - 1” Washable Filter - 12 x 24 x 1 - 7003-073 - Beige baked on enamel finish on galvanized 20 gauge zinc coated steel - Front Outlet (Standard All Models) - Standard Coils (No Coating) - Low Ambient Control, Alarm Relay REF QUOTE J218E2 | SPECIALTY EQ
1.0" T X 1.0" MALE NPT | 1.0" T X 1.0" MALE NPT ELBOW 316SS BILOK TUBE FITTING | SPECIALTY EQ
1.0" T X 1.0" T UNION | 1.0" T X 1.0" T UNION 316SS BILOK TUBE FITTING | ELLIOTT ELEC
1.0" TUBING UNION TEE | 1.0" TUBING UNION TEE 316SS BILOK TUBE FITTING | ELLIOTT ELEC
1.00- 010GA080A1508TDBBFPSD001 | 1" 800# FP threaded ends gate valve, A105, Trim 8, bolted bonnet, graphite packing, handwheel, OMB 610-8- THD | SPECIALTY EQ
1.00-4E-38F1610T | 1" CL 800 FNPT 4E Valve swing check valve, A182 F316L SS body/disc/seat/bolted bonnet, 316 SS+Flex Graphite gasket | ELLIOTT ELEC
1.25 X 1" THD BUSHIN 316 | 1.25 x 1" Thd Bushin 316 | ELLIOTT ELEC
1.25" X 5-4 3M TOL | (blank) | SPECIALTY EQ
1.375 CSSN ANSI+CAR/SIC/VITON | 1.375 CSSN ANSI+CAR/SIC/VITON | SPECIALTY EQ
1.5 600# RFSW XH | 1.5 600# RFSW XH | CITY PIPE
1.5 BALL VALVE | 1-1/2" Ball Valve QVA S3-CS NACE-S3FCSPFSLWT150 | CITY PIPE
1.5 CLAMP | 1.5inch tubing clamp for vibration HST24T | CITY PIPE
1.5 GAL KITS OF SAFETY YELLOW | 1.5 gal kits of Safety Yellow | E-Z PIPE
1.5 X 1.5 X 1/8 ANGLE *WHITE* | (3) 20' joints, 60' total | E-Z PIPE
1.5 X 3 -10" | ??? | E-Z PIPE
1.5 X 3 -10" PUMPS | 1.5 X 3 -10" DI ANSI Pump Impeller Trimmed to 9.125" with AES Viton Cartridge Seal Driven by WEG 40 HP 3600 RPM 3PH TEFC Electric Motor Mounted on a Skid with OSHA Approved Couplings and Coupling Guard | E-Z PIPE
1.5 X 3-10 PUMP | ??? | E-Z PIPE
1.5 X 3-10 PUMPS | ??? | CITY PIPE
1.5 X 3-10" PUMP | ??? | CITY PIPE
1.5 X 3-8 GOULDS PUMP | ??? | CITY PIPE
1.5 X 3-8 PUMP | ??? | CITY PIPE
1.5" 150 RF SO FLANGE | MACHINE TO FLAT FACE | CITY PIPE
1.5" 150# RFWN XH FLANGE | (blank) | ELLIOTT ELEC
1.5" 300# RFSW XH FLANGE | (blank) | SWAGELOK WES
1.5" 300# RFWN XH FLANGE | (blank)
1.5" 300# SW FF XH FLANGE | (blank)
1.5" 300# XH RFSW FLANGE | (blank) | CITY PIPE
1.5" 3000# THD HALF COUPLING | (blank)
1.5" 36"-3" 3M TOL | (blank) | INDUSTRIAL
1.5" 600# RFWN XH FLANGE | (blank) | CITY PIPE
1.5" HOT ROLLED SMOOTH PLATE | (3) sheets of 4" X 120" split between (4) skids
1.5" X 1" 3M THD RED COUPLING | 1.5" x 1" 3M THD Red Coupling | CITY PIPE
1.5" X 150# XH RFWN FLANGE | (blank) | CITY PIPE
1.5" X 36-6 3M TOL | (blank) | TEINERT META
1.5" X 4-3.5" 3M TOL | (blank) | E-Z PIPE
1.5’’ FLG SW 300LB | 1.5’’ FLG SW 300LB | E-Z PIPE
1.5X3-10 | ??? | E-Z PIPE
1.5X3-10 MTI 40HP UNIT | 1.5X3-10 MTI 40HP UNIT CONSISITNG OF: GOULD'S 3196 1.5X3-10 MTI DUCTILE IRON CONSTRUCTION, 150# FF FLANGE, 9.1875" 316SS IMP. 316SS SINGLE AFLAS CARTRIDGE SEAL, DRIVEN BY 40HP, 3600RPM, 3PH, TEFC PREMIUM EFF. MOTOR, MOUNTED ON STEEL CHANNEL BASE, 5PC SP
1.5X3-10 PUMPS | ??? | CITY PIPE
1.5X3-13 | ??? | FASTENAL
1.5X3-8 PUMP | ??? | ELLIOTT ELEC
1.6 ATOM HEAD - PRES | (blank) | CITY PIPE
1.750 3196 MT SLEEVE | (blank) | ELLIOTT ELEC
1.750 SEALS | T-1 1.750XP1D1M Seal - T-1 complete seal (Machined) 316S Seal - T-1 complete seal (Machined) 316SS/Viton/Carbon/Tungsten Carbide Pioneer Order# 20142 | FASTENAL
1.750BBS-VIT | CARTRIDGE SEAL BIG BORE 1.750 CSSN/S/SVITON/CAR/SS MPN: 3AVCS14V01 | HIGGINBOTH16
1.8 ATOM HEAD - PRES | (blank) | SAUNDERS COM
1/1/2" HALF COUPLINGS | Couplings | TEINERT META
1/16 CLEAR TUBING 4' | 1/16 CLEAR TUBING 4' | TEINERT META
1/16" T UNION SS | 1/16" T Union SS | TEINERT META
1/2 HEX PLUG | ??? | TEINERT META
1/2 13 HEX NUTS 50EA | Job # 21109-10 | TEINERT META
1/2 3000 THD COUPLING | (blank) | TEINERT META
1/2 800 THRD SWING CHECK VALVE | 1/2 800 THRD Swing Check Valve A105 Trim 8 (410/HF) Bolted Bonnet API‐602 OMB #860 | CITY PIPE
1/2 ADJUSTABLE BEAM CLM 100EA | (blank) | TEINERT META
1/2' BALON NEEDLE VALVE 6000# | 1/2' BALON CS N463-FF NEEDLE VALVE 6000# Medallion 22027-01 thru 22041-01 | TEINERT META
1/2 BOLTED CHECK | 1/2 800 THRD Swing Check Valve A105 Trim 8 (410/HF) Bolted Bonnet API‐602 OMB #860 | CITY PIPE
1/2 BOX GALVANIZED NUTS | (blank) | CITY PIPE
1/2 CHECK VALVE | 1/2 800 THRD Swing Check Valve A105 Trim 8 (410/HF) Bolted Bonnet API‐602 OMB #860 | TEINERT META
1/2 CONDUIT | 1/2" GALV STEEL | SPECIALTY EQ
1/2 FLAT WASHERS 50EA | Job # 21109-10 | SPECIALTY EQ
1/2 FLEX | FLEX 1/2 LIQ-UA-CUT | SPECIALTY EQ
1/2 FLEX WIRE | 1/2 LIQ-TITE-CUT-UA-CUT | TEINERT META
1/2 GRD PIGNTAIL 10EA | (blank) | TEINERT META
1/2 GRD PIGTAIL 200EA | Job # 21109-10 Charge back to moms meals | BULLDOG STEE
1/2 HOT ROLLED SMOOTH PLATE | (3) sheets of 84" X 240" split between (3) jobs | TEINERT META
1/2 IN HAZ LOC MC CONN ALUM | 1/2 IN HAZ LOC MC CONN ALUM | SMP SUPPLY
1/2 LIQ. TITE FLEX | 1/2" LIQ-TITE-UA-CUT | CI ACTUATION
1/2 LOCK WASHERS 50EA | Job #21109-10 | CI ACTUATION
1/2 PLUG | ??? | INDUSTRIAL
1/2 STL S/SCR EMT CPL 50EA | (blank) | CI ACTUATION
1/2 USS FLAT STEEL WASHER GR 8 | (blank) | CITY PIPE
1/2 VINTROL BALL VALVE | (blank) | CITY PIPE
1/2 X .035 SS TUBING | ??? | MCCARTY EQUI
1/2 X 1 LINE | CLAMPS | CITY PIPE
1/2 X 1296 ROLL TEFLON TAPE | (blank) | CITY PIPE
1/2 X 1429 ROLL TAPE | (blank) | CITY PIPE
1/2 X 2 NIP S80 | ??? | CITY PIPE
1/2 X 2 1/2 - 2 TOL 3000# | (blank) | CITY PIPE
1/2 X 2 1/2 3000# TOL | (blank) | CITY PIPE
1/2 X 2 1/2 SCH 160 NIPPLES | (blank) | CITY PIPE
1/2 X 2 1/2-2 3000# TOL | (blank) | CITY PIPE
1/2 X 2 FLAT *PINK* | (14) 20' joints, 280' total | CITY PIPE
1/2 X 2 FLAT BAR *PINK* | (8) 20' joints, 160" total | CITY PIPE
1/2 X 2 HOT ROLLED FLAT | 1/2 X 2 HOT ROLLED FLAT | CITY PIPE
1/2 X 2 HOT ROLLED FLAT *PINK* | All material on Quote #418202203 | CITY PIPE
1/2 X 2 XXH SMLS NIPPLE | 1/2 x 2 XXH SMLS Nipple | CITY PIPE
1/2 X 2-1/2 BOLT SET | 1/2 X 2-1/2 BOLT SET RF 150 STUD BOLT B7 STUDS W/2 2H NUTS YELLOW ZINC PLATED | CITY PIPE
1/2 X 3 1/2 BLACK STUD | (blank) | CITY PIPE
1/2 X 3 1/2 CAD STUD | (blank) | CITY PIPE
1/2 X 3 1/2 S80 NIPP | ??? | CITY PIPE
1/2 X 3 BLACK STUD | (blank) | JET SPECIALT
1/2 X 3 CAD STUD | (blank) | CITY PIPE
1/2 X 3 FLAT *PINK* | (4) 20' joints, 80' total | CITY PIPE
1/2 X 3 FLAT BAR *PINK* | (1) 20' joint | CITY PIPE
1/2 X 3 TEFLON COATED | 1/2 X 3 TEFLON COATED A193 B7 W/ 2 HEX NUTS | CITY PIPE
1/2 X 4 | GALNIP 1/2 X 4 NIPPLES | INDUSTRIAL H
1/2 X 4 BLACK STUD | (blank) | CITY PIPE
1/2 X 4 FLAT *PINK* | (4) 20' joints, 80' total, split between (8) jobs | CITY PIPE
1/2 X 4 FLAT BAR | (blank) | JET SPECIALT
1/2 X 4 FLAT BAR *PINK* | (5) 20' joints, 100' total | CITY PIPE
1/2 X 4 HOT ROLLED FLAT | (5) 20' joints, 100' total | CITY PIPE
1/2 X 4 HOT ROLLED FLAT *PINK* | (2) 20' joints, 40' total | CITY PIPE
1/2 X 4 HOT ROLLED FLAT BAR | All material on Quote #922202102 and split between (8) skids | CITY PIPE
1/2 X 4 XXH NIPPLE | (blank) | CITY PIPE
1/2 X 5 HOT ROLLED FLAT | (1) 20' joint | CITY PIPE
1/2 X 6 FLAT | (1) 20' joint | CITY PIPE
1/2 X 6 FLAT BAR *PINK* | Total of (1) 20' joint split between (5) jobs | CITY PIPE
1/2 X 6 HOT ROLLED FLAT | Total of (2) 20' sticks split between (5) jobs | CITY PIPE
1/2 X 6 SCH 160 BLK CS NIPPLE | (blank) | CITY PIPE
1/2 X 8-3 3000# SOCKOLET | (blank) | CITY PIPE
1/2 X 8-3 3M TOL | (blank) | MCCARTY EQUI
1/2 X CLOSE NIP S160 | ??? | CITY PIPE
1/2 X CLOSE NIP S80 | ??? | CITY PIPE
1/2" - 3/4" UNIV DIES | (blank) | CITY PIPE
1/2" X 1/2" CV | ??? | CITY PIPE
1/2" .035 WALL SS TUBE | 1/2" .035 Wall SS Tube | E-Z PIPE
1/2" .035 WALL SS TUBING | 1/2" .035 wall SS Tubing
1/2" .035" TUBING | 1/2" .035" Wall 316SS Seamless tubing | E-Z PIPE
1/2" .065 WALL SS TUBING | SMLS31608065 1/2" OD X .065" WALL 316SS SEAMLESS TUBING Medallion Job# 20694-20702 | CITY PIPE
1/2" -13MM-#4 HOT ROLLED REBAR | (4) 20' joints, 80' total | CITY PIPE
1/2" 150# FF PAPER GASKETS | ??? | CITY PIPE
1/2" 150# GASKETS | (blank) | INDUSTRIAL
1/2" 150# GASKETS CGI | (blank) | CITY PIPE
1/2" 150# RF BALL VALVE W/PNEUMATIC ACTUATOR | SUCTION SCRUBBER BLOWDOWN BALL VALVE1/2" FLO-TITE, FULL-FLO SERIES, MODEL F150-CS, FULL PORT, 2PC., 150 FLANGED, FIRE SAFE, CS BODY, SS TRIM, TFM SEATS, GRAPHITE SEALS, BARE STEM, FLOTITE F150-CS-FGG-N-015 ACTUATOR BETTIS RPES0025-SR4-CW / RPES0025NU40CWALTNL11SKB00XX / FAIL CLOSE ACTUATOR / SIZED @ 80 PSI - 120 PSI MOP / TOPWORX DXP-L21GNEB (2 GO SWITCHES, SPDT, NAMUR SHAFT) / FISHER 67CFR-239 (1/4" FILTER-REGULATOR W/ GAUGE - SET @ 80 PSI) / VERSA CSG-3321-316-XXN4-D024 SOLENOID VALVE / SS FITTINGS & BREATHER VENT / 3/8" 316SS TUBING FOR COMPLETE ASSEMBLY MOUNTED TO SIDE OF ACTUATOR ON FLAT SS PLATE / MOUNTING HARDWARE INCLUDES, BRACKET, COUPLER, BOLTS TO ASSEMBLE VALVE TO ACTUATOR BDV-1901C | CITY PIPE
1/2" 150# SOL RF FANGES | (blank) | CITY PIPE
1/2" 150# THREADED FLANGES | (blank) | INDUSTRIAL
1/2" 2000# JHAWK BALL VALVE | 1/2" NPT JHAWK 2000# Ball Valve
1/2" 2000# THD BALL VALVE | Vintrol
1/2" 2000# THD 90 | ??? | ELLIOTT ELEC
1/2" 2000WOG | 1/2" 2000WOG, TE, FP, A216WCB x 304SS x RPTFE, 2PC SEAL-WELD, BALL VALVE, NACE, LOCKING HANDLE | FIREFOLD
1/2" 2000WOG SS | 1/2" 2000WOG, TE, FP, 316SS x 316SS x RPTFE, 2PC SEAL-WELD, BALL VALVE, NACE, LOCKING HANDLE
1/2" 3000# BALON BALL VALVE | LS-05591 | METAL SPECIA
1/2" 3000# NPT BALL VALVE | 1/2" 3000# LF2 W/316 TRIM DELRIN W / FKM-GLT /GRAPH 3PC FPBALL, FS THD LEVER F37-6TFDLGT | METAL SPECIA
1/2" 3000# NPT WARREN LF2 FP BALL VALVE | 1/2" 3000# LF2 W/316 TRIM DELRIN W / FKM-GLT /GRAPH 3PC FPBALL, FS THD LEVER F37-6TFDLGT | METAL SPECIA
1/2" 3000# TEE | (blank) | TEINERT META
1/2" 3000# THD COUPLING | (blank) | TEINERT META
1/2" 3000# THD STREET 90 ELBOW | (blank) | TEINERT META
1/2" 3000# THD TEE | 1/2" 3000# Thd Tee Parts need to be on White Water AML MTRs required | ULTIMATE WEL
1/2" 3000# TOL #9096 | (blank) | TEINERT META
1/2" 3000# UNIONS | (blank) | TEINERT META
1/2" 3000/6000 THD PLUG | (blank) | THE SHERWIN
1/2" 45 DEGREE | threaded fitting | THE SHERWIN
1/2" 45 DEGREE FITTING | Threaded | ULTIMATE WEL
1/2" 45D CONN | 1/2" 45D Conn | DEALERS
1/2" 6000# BALON NEEDLE VALVE | (blank) | TEINERT META
1/2" 6000# NEEDLE VALVES | 1/2" 6000# Needle Valves | TEINERT META
1/2" 800 CLASS GATE VALVE SOCKET WELD ENDS | FULL PORT GATE VALVE VELAN #W03-2064B-02TYA105, TRIM 8, BOLTED BONNET, THD ENDS, GRAPHITE PACKING, HANDWHEEL**SW BOTH ENDS** | TEINERT META
1/2" 800 CLASS GATE VALVE SOCKET WELD INLET X FNPT | FULL PORT GATE VALVE OMB 610-8-THDA105, TRIM 8, BOLTED BONNET, THD ENDS, GRAPHITE PACKING, HANDWHEEL**SW INLET END** | TEINERT META
1/2" 800# GATE VALVE | ½” 800 THRDxSW Gate Valve A105 Trim 8 WARREN 851-8-TS | DEALERS
1/2" 800# WARREN 853-T CHECK VALVE | 1/2" 800# A105N/8 NACE BC SWING CK THD WARREN 853-T | TORO COMPLET
1/2" 90 | ??? | TORO COMPLET
1/2" 90'S SOL 2000# | (blank) | TEINERT META
1/2" 90'S SOL 3M | (blank) | CITY PIPE
1/2" ASHCROFT GAUGE | ½” NPT Ashcroft Model 45-1279-SSL-04L pressure gauge with a 4-1/2” face and a 0-2,000 PSIG pressure range | WEST TEXAS V
1/2" BALL VALVE THD | VALVE, BALL, FLOATING, 1/2 IN (15 MM) X 1/2 IN (15 MM), B138-CS-43-CS FIGURE NUMBER, THREADED END (FXF), WKM, DYNASEAL, 310C5, 3000 PSI (206 BAR) MOP, 3000 PSI (206BAR) MOP AT MAX TEMP, CARBON STEEL BODY, CF8M/316 SS BALL, CARBON STEEL/ZINC PLATED STEM, ACETAL PLASTIC SEAT, WRENCH WITH LOCK DEVICE LESS LOCK, API 607, B16.34, -20 F (-29 C) - +220 F (+104C), ADJUSTABLE STEM PACKING WKM/310 | JET SPECIALT
1/2" BALON BALL VALVE | 1/2" Reg Port S.E. 3,000# WP Steel Ball Valve 316 S.S. Ball & Stem, Nace, 1/2RF03NSE | MCCARTY EQUI
1/2" BALON BALL VALVES | ??? | WEST TEXAS V
1/2" BALON BALON LM-05361 | 1/2" 3000psi FNPT RP Floating Ball Valve, CS Body, SS Trim, Lever Op, Firesafe, Balon LM-05361 | JET SPECIALT
1/2" BALON BV | LS-05591 | WEST TEXAS V
1/2" BLUE TAPE | 1/2" Blue Tape | MCCARTY EQUI
1/2" BLUE TEFLON TAPE | (blank)
1/2" BOLTED BONNET CHECK VALVE | 1/2 800 THRD Swing Check Valve A105 Trim 8 (410/HF) Bolted Bonnet API‐602 OMB #860 | CITY PIPE
1/2" BUNA O-RING MATERIAL | 1/2" Buna O-ring Material | JET SPECIALT
1/2" CABLE GLAND | (blank) | MCCARTY EQUI
1/2" CHECK VALVE | SHCV2S81PS316 1/2" T X 1/2" T 1# CRACKING PRESS, 6000# PSI 316SS, CHECK VALVE, VITON SEALS SUPERLOK | WEST TEXAS V
1/2" CHECK VALVE 1 PSI | (blank) | JET SPECIALT
1/2" CLAMP | 1/2" Clamp | MCCARTY EQUI
1/2" CONDUIT | CONDUIT 1/2" RIGID GALVANIZED | MCCARTY EQUI
1/2" CV | Sharpe 1/2" CV | MCCARTY EQUI
1/2" DIA MALE CORD GRIP | 1/2" DIA MALE CORD GRIP (.250-.375) | MCCARTY EQUI
1/2" DR 7/8" DW IMP SKT | (blank) | TOP VALVE IN
1/2" DTR ASSEMBLY | 1/2" DTR Assembly | MCCARTY EQUI
1/2" EMT | 1/2" EMT | CITY PIPE
1/2" FEMALE 90 | SS0308XF90 1/2" FEMALE 90' ELBOW 316SS, 3M | CITY PIPE
1/2" FEMALE TEE | SS0308XFTEE 1/2" FEMALE TEE 316SS, 3M | CITY PIPE
1/2" FEMALE-FEMALE NEEDLE VALVE | 1/2" Female-Female Needle Valve N463FF | CITY PIPE
1/2" FERRULE SET | 1/2" DUAL FERRULE SET (10 PER STICK) | SUMMIT
1/2" FLAT WASHERS | Grade 8 | MCCARTY EQUI
1/2" FLAT WASHERS GRADE 8 | (blank) | MCCARTY EQUI
1/2" FORM 5 GASKET | 1/2" FORM 5 CONDUIT BODY GASKET | CITY PIPE
1/2" G.A.L. | Pack of (20), 1/2” G.A.L. certified socket weld contraction rings | CITY PIPE
1/2" GALVANIZE NUTS | to fit 3" & 4" U-Bolts
1/2" GATE VALVE | 1/2" 800# A105 THRD X SLIPON GATE VALVE | MCCARTY EQUI
1/2" GATE VALVE, KX-081 | 1/2" 800# A105N/8 BB OS&Y GATE NACE THDXSWE WARREN 851‐8‐TS EPCO SPEC: KX-081 | MCCARTY EQUI
1/2" GAUGES 0-2000 | 45 1279SSL 04L 2,000# GLY FILL IN HOUSE | LEGACY FLOW
1/2" GRADE 8 FLAT WASHERS | (blank) | LEGACY FLOW
1/2" GRADE 8 LOCK NUTS | (blank)
1/2" GUAGE | 233.53 4F 1/2LM 0-1500 WIKA GAUGE (9833701) | EGGELHOF, IN
1/2" HEX HEAD PLUG | 1/2" Hex Head Plug
1/2" HOT ROLLED PLATE *PINK* | (2) total 48" X 96" plates | VANZANDT CON
1/2" HOT ROLLED SMOOTH PLATE | 48" X 96" | MCCARTY EQUI
1/2" JHAWK BALL VALVE | 1/2" JHAWK BALL VALVE
1/2" KIT | 9A-100003531-X0XX KIT,REPAIR,STD,1/2IN FLOWMETER,BRAZED | WHITCO SUPPL
1/2" LOCK NUTS | Grade 8 | EGGELHOF, IN
1/2" LOCK WASHERS | Grade 8
1/2" LOCK WASHERS GRD 8 | (blank)
1/2" LT | 1/2" LT
1/2" MALE THERMOWELL PLUG & CHAIN | SS0308XHXP1/2" MALE HEX PLUG316SS, 3M, A182ABOVE MATERIAL ASSEMBLED TOGETHER WITH SS CHAINREF QUOTE 0236465 | CITY PIPE
1/2" MET L/T NON UL 100' COIL | 1/2" Met L/T Non UL 100' coil | CITY PIPE
1/2" MNPT 100PSI CV | 1/2" MNPT Check Valve set@ 100 psi
1/2" MNPT X 1/2" FNPT AGCO SS NEEDLE VALVE | ½” FNPT x ½” MNPT, 6000psig, Anderson Greenwood Needle valve P/N H1DVS-44Q-SG hand valve: H1 = AG Needle (hand valve), V = PTFE Packing, D = Delrin (standard) seat, S = 316SS Body Material, -44Q = ½” F x ½” M connections, SG = Meets NACE
1/2" MXF NEEDLE VALVE | 1/2" MxF Needle Valve 6000# | MCCARTY EQUI
1/2" NEEDLE VALVE | 1/2' BALON CS N463-FF NEEDLE VALVE 6000# | MIDSTREAM VA
1/2" NIPPLE | 1/2 X CLOSEGALVANIZED CONDUIT NIPPLE | EGGELHOF, IN
1/2" NPT 300 PSI GAUGE | 1/2" NPT 300 psi Gauge Liquid Filled H2O Midstream Job# 20065 thru 20068 | WEST TEXAS V
1/2" NPT SWAGELOK CHECK | SS-8C2-1 Stainless Steel Poppet Check Valve, Fixed Pressure, 1/2 in. MNPT, 1 psig (0.07 bar) PLAINS 20040-01 | WHITCO SUPPL
1/2" OD X .035" WALL TUBING | SMLS31608035 1/2" OD X .035" WALL 316SS SEAMLESS TUBING
1/2" OFFSET NIPPLE | Job # 21109-10 Charge back to moms meals | MCCARTY EQUI
1/2" ONE HOLE EMT STRAP | 1/2" ONE HOLE EMT STRAP | EGGELHOF, IN
1/2" OT HOLE SEAL | 1/2" OT HOLE SEAL | CITY PIPE
1/2" PLUG | 1/2" Plug Whitewater Job# 20742 | CITY PIPE
1/2" ROLLED REBAR | 1/2" -13MM-#4 HOT ROLLED REBAR 20' | EGGELHOF, IN
1/2" S/S SOLID PLUGS | (blank) | MCCARTY EQUI
1/2" S/S STREET 90'S 3000# | (blank)
1/2" S/S THREADED 90'S 3000# | (blank) | EGGELHOF, IN
1/2" S80 CLOSED NIPPLES | (blank)
1/2" SCH 80 PIPE | (blank) | INDUSTRIAL
1/2" SCH160 PRESSURE PIPE | (blank) | MCCARTY EQUI
1/2" SEALTITE | LQT EF050GRY500RL 1/2 SEALTITE 500FT Pn: 47656 | EGGELHOF, IN
1/2" SHARPE CHECK VALVE | 1/2" Thd 200WP Sharpe CV
1/2" SMLS TUBING .035 WALL | 1/2" SMLS Tubing .035 Wall | HATFIELD AND
1/2" SMOOTH PLATE *PINK* | (5) 4' x 8' sheets split between (5) jobs
1/2" SOL 3000# TO FIT 2" PIPE | (blank) | MCCARTY EQUI
1/2" SOL 3000# TO FIT 3" PIPE | (blank) | MCCARTY EQUI
1/2" SOL 3000# TO FIT 4" PIPE | (blank) | MCCARTY EQUI
1/2" SOL T'S 3000# | (blank) | EGGELHOF, IN
1/2" SOLID PLUG | (blank) | EGGELHOF, IN
1/2" SOLID PLUGS | (blank) | MIDSTREAM VA
1/2" SOR PRESSURE SWITCH | SOR Mini-Hermet Pressure Switch Range 200-1750 PSI Overrange 2500 PSI Proof 6000 PSI Electrical Rating: 5 Amps 250 VAC, 5 Amps 30 VDC 9 = No. 9 Piston AG = Explosion Proof/Weathertight Housing, Aluminum, 1/2 In. NPT (M) Conduit with Wire Leads, IP66 EF = SPDT, Dead Band Fixed, Hermetically Sealed/Explosion Proof/Weathertight Switch Housing, Class 1, Grps. A, B, C, D, Div. 1&2, UL Listed/CSA Certified 45 = No. 45 Spring M3 = 316L SS Diaphragm/Teflon Face Seal C = 316/316LSST Process Connection 2A = 1/2 Inch NPT (F) | MIDSTREAM VA
1/2" SS 316 3000# THD UNION | 1/2" SS 316 3000# thd Union | INDUSTRIAL
1/2" SS BANDING | 100' ROLL 1/2" S/S BANDING | WHITCO SUPPL
1/2" SS BUCKLE | 100CT 1/2" S/S BUCKLE FOR BANDING | LEGACY FLOW
1/2" SS GAUGE VALVES | Superior 1/2" Stainless Steel Gauge Valves
1/2" SS PLUGS SWAGELOK | 1/2" SS Plugs Swagelok SS-810-C | INDUSTRIAL
1/2" SS TUBING | ??? | EGGELHOF, IN
1/2" STD. SOL | to fit 4" pipe | EGGELHOF, IN
1/2" STEEL LOCKNUT | 1/2" STEEL LOCKNUT | MCCARTY EQUI
1/2" STL SCREW CONN | 1/2" STL screw conn | MIDSTREAM VA
1/2" STL SCREW COUPLING | 1/2" STL screw coupling | CITY PIPE
1/2" STRAIGHT CONN | 1/2" Straight Conn | WHITCO SUPPL
1/2" STRAP | 1/2" Strap | EGGELHOF, IN
1/2" SW X NPT GATE VALVE | 0.50” NEWCO 18X-FS2-RP-NC GATE 800# THRD X SW HW A105N, API TRIM 8 (13CR/HF), BOLTED BONNET, SOLID WEDGE, REDUCED PORT, GRAPHITE PACKING, GRAF/316 SPIRAL WOUND GASKET, NACE | EGGELHOF, IN
1/2" T X 3/4" MALE NPT | SS8DMC12 1/2" T X 3/4" MALE NPT STRAIGHT CONNECTOR 316SS DUAL FERRULE TYLOK TUBE FITTING | EGGELHOF, IN
1/2" TEE | ???
1/2" TEFLON | 1/2 x 1296in DomesticTeflon Tape | WILLIAM WILL
1/2" TEFLON TAPE | (blank) | CITY PIPE
1/2" TEFLON TAPE - ROLL | TAPE- THREAD SEAL 1/2 X 1296 ROLL TEFLON | MIDSTREAM VA
1/2" TEST WELL | TW3040808U80 1/2" X 1/2" U8.0" 304SS, .385 BORE WITH BRASS PLUG AND SS CHAIN TEST WELL | CITY PIPE
1/2" TFE THREAD TAPE | ??? | MCCARTY EQUI
1/2" THD UNION | ??? | MCCARTY EQUI
1/2" THRD O-LET | 1/2" THRD O-LET ON 3" PIPE, 3000# 316SS | WEST TEXAS V
1/2" THREADED T'S | 3000# S/S | WEST TEXAS V
1/2" THREADED T'S 2000# | (blank) | WHITCO SUPPL
1/2" TOL | ??? | MCCARTY EQUI
1/2" TOL A105 3M | 1/2" TOL A105 3M | WHITCO SUPPL
1/2" TOL BONNEY | 1/2" TOL Bonney forge taper bore for 6” pipe, need MTRs | HATFIELD AND
1/2" TUBE BALL VALVE | ??? | EGGELHOF, IN
1/2" TUBE STRAIGHT FITTING | SS8DMC8 1/2" T X 1/2" MALE NPT STRAIGHT CONNECTOR 316SS DUAL FERRULE TYLOK TUBE FITTING | CITY PIPE
1/2" TUBING | SMLS31608035 1/2" OD X .035" WALL 316SS SEAMLESS TUBING | MCCARTY EQUI
1/2" TUBING 90 | SS8DME8 1/2" T X 1/2" MALE NPT ELBOW 316SS DUAL FERRULE TYLOK TUBE FITTING | CITY PIPE
1/2" TUBING PLUGS | ??? | CITY PIPE
1/2" TYLOK BV | SS8DTT88K 1/2" T X 1/2" T 5000 PSI, 316 SS, KEL-F SEAT TYLOK BALL VALVE | EGGELHOF, IN
1/2" U-BOLTS | with black cover and I-Rod | MCCARTY EQUI
1/2" UNIONS | (blank) | EGGELHOF, IN
1/2" UNIONS SOL | (blank) | EGGELHOF, IN
1/2" VALVES 800 DSI | 1/2" Valves 800 DSI | MCCARTY EQUI
1/2" VINTROL | 1/2" Vintrol | MCCARTY EQUI
1/2" VINTROL BALL VALVE | (blank) | MCCARTY EQUI
1/2" VINTROL BALL VALVES | 1/2" Vintrol Ball Valves | TOP VALVE IN
1/2" VINTROL VALVES | (blank) | INDUSTRIAL
1/2" WARREN 800# NPT CS SWING CHECK VALVE | 1/2" WARREN 853-T 800# A105N/8 NACE BC SWING CHECK VALVE THD | LEGACY FLOW
1/2" WATERTIGHT HUB 25/250 | 1/2" WATERTIGHT HUB 25/250 | MIDSTREAM VA
1/2" WHITE TEFLON TAPE | (blank) | WHITCO SUPPL
1/2" WKM BALL VALVE | VALVE, BALL, FLOATING, 1/2 IN (15 MM) X 1/2 IN (15 MM), B138-CS-43-CS FIGURE NUMBER, THREADED END (FXF), WKM, DYNASEAL, 310C5, 3000 PSI (206 BAR) MOP, 3000 PSI (206BAR) MOP AT MAX TEMP, CARBON STEEL BODY, CF8M/316 SS BALL, CARBON STEEL/ZINC PLATED STEM, ACETAL PLASTIC SEAT, WRENCH WITH LOCK DEVICE LESS LOCK, API 607, B16.34, -20 F (-29 C) - +220 F (+104C), ADJUSTABLE STEM PACKING WKM/310 | INDUSTRIAL
1/2" WKM BALL VALVES | VALVE, BALL, FLOATING, 1/2 IN (15 MM) X 1/2 IN (15 MM), B138-CS-43-CS FIGURE NUMBER, THREADED END (FXF), WKM, DYNASEAL, 310C5, 3000 PSI (206 BAR) MOP, 3000 PSI (206BAR) MOP AT MAX TEMP, CARBON STEEL BODY, CF8M/316 SS BALL, CARBON STEEL/ZINC PLATED STEM, ACETAL PLASTIC SEAT, WRENCH WITH LOCK DEVICE LESS LOCK, API 607, B16.34, -20 F (-29 C) - +220 F (+104C), ADJUSTABLE STEM PACKING WKM/310 | MIDSTREAM VA
1/2" WOL | to fit 2" pipe | EGGELHOF, IN
1/2" WOL STD. | to fit 2" pipe | EGGELHOF, IN
1/2" X .035 | ??? | MCCARTY EQUI
1/2" X .035 SS TUBING | ??? | CITY PIPE
1/2" X .035 TUBING | ??? | MIDSTREAM VA
1/2" X .035 WALL SS TUBING | 1/2" x .035 wall SS tubing | MIDSTREAM VA
1/2" X 1/2" BV | ??? | WHITCO SUPPL
1/2" X 1/2" MNPT 90 EL | ??? | EGGELHOF, IN
1/2" X 1/2" MNPT CONNECTOR | ??? | CITY PIPE
1/2" X 1/2" UNIO TEE | ???
1/2" X 1/2" UNION CON | ???
1/2" X 1/4" BUSHING | (blank)
1/2" X 1/4" THREADED BUSHING | (blank)
1/2" X 1/4" U2" PROBE | 1/2" X 1/4" U2.0" 304SS, .385 BORE SAMPLE PROBE | MIDSTREAM VA
1/2" X 1/4" U3" PROBE | SP3040804U30 1/2" X 1/4" U3.0" 304SS, .385 BORE SAMPLE PROBE | EGGELHOF, IN
1/2" X 1296" TEFLON TAPE | 1/2" X 1296" TEFLON TAPE #042-1/2X1296-USA | MCCARTY EQUI
1/2" X 2 1/2" CAP SCREWS | Grade 8 | INDUSTRIAL
1/2" X 2 1/2" S80 NIPPLES | (blank) | MCCARTY EQUI
1/2" X 2 1/4" GRD 8 CAP SCREWS | (blank)
1/2" X 2 316 SS NIPPLE | ??? | CITY PIPE
1/2" X 2 GALV NIPPLE | 1/2" X 2 GALV NIPPLE | EGGELHOF, IN
1/2" X 2 XH NIPPLES | ??? | EGGELHOF, IN
1/2" X 2" S160 NIPPLES | (blank) | MCCARTY EQUI
1/2" X 2" FLAT 20' | Reimbursement for 15 gallon strainer/seal pot materials purchased from Union Steel of Texas, Odessa, TX | MCCARTY EQUI
1/2" X 2" S160 NIPPLE | (blank) | MIDSTREAM VA
1/2" X 2" S160 NIPPLES | (blank) | WHITCO SUPPL
1/2" X 2" S80 NIPPLE | (blank) | MCCARTY EQUI
1/2" X 2" S80 NIPPLES | (blank) | CITY PIPE
1/2" X 2" SS 316 NIPPLES | ??? | CITY PIPE
1/2" X 2-1/2 - 2" 3000# TOL | 1/2" x 2-1/2 - 2" 3000# TOL | CITY PIPE
1/2" X 3 1/2" BLACK BOLTS | (blank) | EGGELHOF, IN
1/2" X 3 1/2" YELLOW CAD BOLTS | (blank) | MIDSTREAM VA
1/2" X 3 CAD STUDS | ??? | HATFIELD AND
1/2" X 3 NIPPLE | ??? | EGGELHOF, IN
1/2" X 3 STUDS | ??? | EGGELHOF, IN
1/2" X 3" BLACK BOLTS | (blank) | EGGELHOF, IN
1/2" X 3" BLUE TEFLON BOLTS | (blank) | MCCARTY EQUI
1/2" X 3" CAP SCREWS | Grade 8 | INDUSTRIAL
1/2" X 3" S/S NIPPLES S80 | (blank) | INDUSTRIAL
1/2" X 3" SS NIPPLE | ??? | MIDSTREAM VA
1/2" X 3" YELLOW CAD BOLTS | (blank) | INDUSTRIAL
1/2" X 3” S160 NPT NIPPLE | 1/2" x 3” S160 NPT Nipple Parts need to be on White Water AML MTRs required | MIDSTREAM VA
1/2" X 3-1/8" | A193 Gr. B7 Bolts w/ (2) Hvy Hex Nuts-Cad Plated | WHITCO SUPPL
1/2" X 4 1/2" BLUE TEFLON BOLTS | (blank)
1/2" X 4 S160 NIPPLE | (blank) | EGGELHOF, IN
1/2" X 4 XH NIPPLES | ???
1/2" X 4" B7 BLACK STUD | (blank) | MCCARTY EQUI
1/2" X 4" S160 NIPPLES | (blank) | LEGACY FLOW
1/2" X 4" XXH NIPPLE | (blank) | MIDSTREAM VA
1/2" X 4" XXH NIPPLES | (blank)
1/2" X 4-1/2 STUDS | Studs
1/2" X 5" S160 NIPPLE | (blank)
1/2" X 5" S160 NIPPLES | (blank) | MIDSTREAM VA
1/2" X 6" BLACK BOLTS | (blank) | EGGELHOF, IN
1/2" X 8 - 3" 3000# TOL | 1/2" x 8 - 3" 3000# TOL | MIDSTREAM VA
1/2" X 8-3" 3000# TOL | (blank)
1/2" X CLOSE GALV NIPPLE | 1/2" X close galv nipple
1/2" X CLOSE NIPPLE | ???
1/2"SS TUBING | ??? | EGGELHOF, IN
1/2"X 1/2" BALL VALVE | ??? | MCCARTY EQUI
1/2_UA/LA_GRAY | 500' OF FLEX 1/2" UA/UL, GRAY, SEALTITE CUT REEL | EGGELHOF, IN
1/2” NPT GATE VALVE | ??? | MCCARTY EQUI
1/2” SOLID PLUGS | 1/2” Solid Plugs | EGGELHOF, IN
1/2” TEFLON TAPE | 1/2” Teflon Tape | MCCARTY EQUI
1/2” X 2” RDG NIPPLES | 1/2” X 2” RDG nipples | MCCARTY EQUI
1/2” X 2” S80 NIPPLES | 1/2” x 2” S80 Nipples | CITY PIPE
1/2-13 LOCK NUT GR8 | (blank)
1/2-13 X 2 1/2 GR8 CAP SCREW | (blank) | MCCARTY EQUI
1/2-13FT THRD ROD PLTD | Job # 21109-10 Charge back to moms meals
1/23-13 10 FT THRD ROD 40 EA | Job # 21109-10 Charge back to moms meals
1/2-EF/LT-GRAY L1Q | Job # 21109-10 Charge back to moms meals
1/2EFT/LT L1Q TITE 150EA | Job # 21109-10 Charge back to moms meals
1/2ELCT20503 | 1/2ELCT20503 1.5ELCT 3WAY THERM VALVE-205F
1/2FF03NSE | 1/2" Full Port S.E. 3,000# WP Steel Ball Valve 316 S.S Ball & Stem, NACE
1/2F-F03N-SE | 1/2" NPT BALL VALVE, CS, FP, 3000#
1/2RF03NSE | 1/2" Reg Port S.E. 3,000# WP Steel Ball Valve 316 S.S. Ball & Stem, Nace 1/2RF03NSE
1/2X1296" TEFLON TAPE | ???
1/2X2 | 1/2X2 RGD NIP | MCCARTY EQUI
1/2X2 HEX HEAD TAP BOLTS 50EA | Job # 21109-10
1/2X3/4" WASHER 2EA | Job # 21109-10 Charge back to moms meals
1/2X36-2 BLK FS F52 3000# TOL | (blank) | MIDSTREAM VA
1/2X4 FLAT *PINK* | (3) 20' joints, 60' total
1/2XCLOSE-X1-1/8-GALV-NIP | (blank)
1/4 2000# THD CROSS | (blank) | MIDSTREAM VA
1/4 HEX PLUG | ???
1/4 HOT ROLLED ROUND | (3) 20' joints, 60' total | KOFLO CORPOR
1/4 HOT ROLLED SMOOTH PLATE | (10) sheets of 84" X 240" split between (10) jobs
1/4 SELF DRILLER | ???
1/4 SMOOTH PLATE *RED* | (5) sheets 6' x 10'
1/4 VINTROL BALL VALVE | (blank)
1/4 X 1 FEND Z | 1/4 X 1 FEND Z | THE SHERWIN
1/4 X 1" BOLTS | Job # 21109-10 Charge back to moms meals | CITY PIPE
1/4 X 2 FLAT *RED* | (2) 20' joints, 40' total | CITY PIPE
1/4 X 2 FLAT BAR *RED* | (2) 20' joints, 40' total
1/4 X 2 FLATBAR *RED* | (5) 20' joints, 100' total
1/4 X 4 FLAT *RED* | (1) 20' joint | TOMMY WHITE
1/4 X 4 FLAT BAR *RED* | 100' in 20' joints | CITY PIPE
1/4 X 6 FLAT BAR *PINK* | (1) 20' joint
1/4 X 8 FLAT *RED* | (2) 20' joints, 40' total | CITY PIPE
1/4 X 8 FLAT BAR *RED* | (2) 20' joints, 40' total | CITY PIPE
1/4" 2M THD CROSS | ???
1/4" 3000# THD 90 | (blank) | MIDSTREAM VA
1/4" 800# NPT WARREN A105N OS&Y GATE VALVE | 1/4" 800# A105N/8 BB OS&Y GATE NACE THD 851-T-624
1/4" BALL VALVE | ???
1/4" BALON BV | ???
1/4" BOLTS | 1/4" Bolts
1/4" BUNA O-RING MATERIAL | 1/4" Buna O-ring Material | CITY PIPE
1/4" C&C THD BALL VALVES | 1/4" c&c thd Ball Valves | CITY PIPE
1/4" CAP SCREW SETS | 50) 1/4 x 1-1/4" SS Cap Screws 100) 1/4 SS washers 100) 1/4 SS Lock Washers | CITY PIPE
1/4" CLAMPS | 1/4" Clamps SS | CITY PIPE
1/4" CLEAR HOSE | 1/4" Clear Hose | CITY PIPE
1/4" CLOSE NIPPLE XH | 1/4" Close Nipple XH | CITY PIPE
1/4" FLOOR PLATE | 1/4" HOT ROLLED FLOOR PLATE 96" x 168" | CITY PIPE
1/4" FULL COUPLING | (blank) | CITY PIPE
1/4" HOT ROLLED SMOOTH PLATE | (2) sheets of 72" X 240" split between four jobs | CITY PIPE
1/4" JHAWK BALL VALVE | 1/4" JHAWK BALL VALVE | CITY PIPE
1/4" L/WASHER | 1/4" L/Washer
1/4" MALE RUN HEX TEE | SSIP04XMRUN 1/4" MALE RUN HEX TEE 316SS INSTRUMENTATION FITTING
1/4" MNPT PIPE PLUG | MI H-SPB-4N-S316
1/4" MNPT X 1/4" HEX NIPP | ??? | CITY PIPE
1/4" NEEDLE VALVE | VALVE- NEEDLE 1/4 6000# FXF CS BODY RESILIANT SEAT BALON N263-FF | CITY PIPE
1/4" NUTS | 1/4" Nuts | TORO COMPLET
1/4" OD X .035" WALL | SMLS31604035 1/4" OD X .035" WALL 316SS SEAMLESS TUBING | INDUSTRIAL
1/4" PLATE | 1/4" HOT ROLLED SMOOTH PLATE
1/4" PLATE *RED* | (1) sheet of 96" X 240"
1/4" RED CAPS | P-4CP4-K12-RD Red Deflector Cap for CP & CPA Check Valves 1/4"MNPT
1/4" S/S SOLID PLUGS | (blank)
1/4" SMOOTH PLATE *RED* | (2) sheets of 60" X 240" split between (4) skids
1/4" SOLID PLUG | (blank)
1/4" SOLID PLUGS | (blank) | GASKET SERVI
1/4" SPRING NUT | 1/4" Spring Nut | CITY PIPE
1/4" SS BOLT | 1/4"-20 X 3/4" STAINLESS STEEL HEX HEAD BOLT | CITY PIPE
1/4" SS CARRIAGE BOLT | 1/4" SS Carriage Bolt | INDUSTRIAL
1/4" SS FLAT WASHER | 1/4" SS Lock Washer | CITY PIPE
1/4" SS LOCK WASHER | 1/4" SS Lock Washer
1/4" SS NUT | 1/4"-20 STAINLESS STEEL HEX NUT
1/4" SS NUT W/SPRING | 1/4" SS Nut W/Spring
1/4" SS SCREW | 1/4" SS Screw
1/4" SS TUBING | SMLS31604035 1/4" OD X .035" WALL 316SS SEAMLESS TUBING | ULTIMATE WEL
1/4" T X 1/4" T NEEDLE VALVE | TYLOK SS-4-6DD-4 1/4" TUBING NEEDLE VALVE 10,000 PSI SS | MIDSTREAM VA
1/4" THD CROSS | (blank) | CITY PIPE
1/4" THD CROSS 2000# | 1/4" Thd Cross 2000# | MIDSTREAM VA
1/4" THD VINTROL VALVES | 1/4" Vintrol Valves | MIDSTREAM VA
1/4" THK X 90 DEG X 10" WD 10" | 1/4" THK X 90 DEG X 10" WD 10" P.S. FRP Plains Job# 20040-01 | CITY PIPE
1/4" THK X 90 DEG X 10" WD 6" | 1/4" THK X 90 DEG X 10" WD 6" P.S. FRP Plains Job# 20040-01 | CITY PIPE
1/4" THK X 90 DEG X 10" WD 8" | 1/4" THK X 90 DEG X 10" WD 8" P.S. FRP
1/4" THK X 90 DEG X 6" WD 4" | 1/4" THK X 90 DEG X 6" WD 4" P.S. FRP - ETCHED Marathon Job# 20069-01 | KOFLO CORPOR
1/4" THK X 90 DEG X 6" WD 6" | 1/4" THK X 90 DEG X 6" WD 6" P.S. FRP - ETCHED INSIDE Marathon Job# 20069-01 | TASK OIL AND
1/4" THREADED 90'S 3000# | (blank) | E-Z PIPE
1/4" THREADED CROSSES | (blank) | MIDSTREAM VA
1/4" VINTROL BALL VALVE | (blank) | MIDSTREAM VA
1/4" VINTROL THD BALL VALVE | 1/4" Vintrol thd Valve | MIDSTREAM VA
1/4" VINTROL VALVES | 1/4" Vintrol Valves
1/4" WEDGE ANCHOR | 1/4" Wedge Anchor | MIDSTREAM VA
1/4" X .035 WALL SS TUBING | 1/4" x .035 wall SS tubing
1/4" X 1-1/2 HEX NIPPLE SS | ???
1/4" X 1-1/2 NIPPLE | ??? | MIDSTREAM VA
1/4" X 2 1/2" S/S NIPPLES S80 | (blank)
1/4" X 2 NIPPLE | ??? | MIDSTREAM VA
1/4" X 3 S160 NIPPLES | 1/4" x 3 Sch 160 Thd nipples | FLOW CONTROL
1/4" X 3" S160 NIPPLES | (blank) | INDUSTRIAL
1/4" X 3" XH NIPPLES | ??? | CITY PIPE
1/4" X 4 SCH 160 NIPPLES | 1/4" x 4 Sch 160 Nipples
1/4" X 4" S160 NIPPLES | (blank) | CITY PIPE
1/4" X 8" FLAT *RED* | (3) 20' joints, 60' total
1/4" X 90 X 10WD 10" FRP | 1/4" THK X 90 DEG X 10 WD 10" P.S. FRP - ETCHED INSIDE
1/4" X 90 X 10WD 16" FRP | 1/4" THK X 90 DEG X 10" WD 16" P.S. FRP - ETCHED INSIDE | MIDSTREAM VA
1/4" X 90 X 10WD 20" FRP | 1/4" THK X 90 DEG X 10" WD 20" P.S. FRP - ETCHED INSIDE | DEALERS
1/4" X CLOSE NIPPLE | ??? | INDUSTRIAL
1/4" X CLOSE XH NIPPLE | (blank) | FMC TECHNOLO
1/4"-20 FHN Z | 1/4"-20 FHN Z | EDGEN MURRAY
1/4"-20 SS SCREW | 1/4"-20 SS Screw
1/4"VINTROL | 1/4"Vintrol | INDUSTRIAL
1/4"X10 ROD | 1/4"x10 Rod | INDUSTRIAL
1/4” HYD HOSE | 1/4" Hose & Fitting Assemblies
1/4” HYD HOSE @ 132” | (blank) | JAMISON PROD
1/4” HYD HOSE @ 96” | (blank) | CITY PIPE
1/4” SOLID PLUGS | 1/4” Solid Plugs | CITY PIPE
1/4-20 JACK NUT ZINC | 1/4-20 Jack Nut Zinc
1/4-20 NYLOCK Z | 1/4-20 Nylock Z | BELL SUPPLY
1/4-20 SS JACKNUT | Job # 21109-10 Charge back to moms meals | CITY PIPE
1/4GALVMEDSPLITL/W | 1/4GalvMedSplitL/W | INDUSTRIAL
1/8 - 1/2 STEP DRILL BIT | (blank) | TORO COMPLET
1/8 WHIP CHECK SAFET CABLE | (blank) | INDUSTRIAL
1/8 X 1 1/2 HOT ROLLED STRIP | (5) 20' joints, 100' total | CITY PIPE
1/8 X 1 1/2 STRIP *WHITE* | (5) 20' joints, 100' total | SUMMIT
1/8 X 1 FLAT *WHITE* | (10) 20' joints | SUMMIT
1/8 X 1 HOT ROLLED STRIP | (10) 20' joints, 200' total
1/8 X 1 HOT ROLLED STRIP WHITE | 1/8 X 1 HOT ROLLED STRIP 20' | DEALERS
1/8 X 1 STRIP *WHITE* | (10) 20' joints, 200' total | DEALERS
1/8 X 16 1/2 BLACK STUD | (blank) | FIREFOLD
1/8 X 3 STRIP *WHITE* | (1) 20' joint split between (4) jobs
1/8 X 4 STRIP *WHITE* | (1) 20' joint | DEALERS
1/8 X 7 1/2 BLACK STUD | (blank) | DEALERS
1/8 X 8 1/2 BLACK STUD | (blank) | SWAGELOK WES
1/8 X 8 FLAT BAR *RED* | (2) 20' joints, 40' total | THE SHERWIN
1/8" T X 1/4" MNPT | 1/8" T X 1/4" MALE NPT STRAIGHT CONNECTOR 316SS TYLOK TUBE FITTING | THE SHERWIN
1/8" TUBE BENDER | 1/8" LEVER TUBE BENDER IMPERIAL EASTMAN | SCHLUMBERGER
1/8" TUBING | 1/8" OD X .028 WALL 316SS SEAMLESS TUBING | THE SHERWIN
1/8" X 1" ALUM ANGLE | 1 X 1 X 1/8 ALUMINUM ANGLE 25' Length | ELLIOTT ELEC
1/8" X 3" STRIP *WHITE* | (1) 20' joint | AWC, INC
1/8"X4X8 PLATE | 1/8"x4x8 plate | SCHLUMBERGER
1’’ 1/2 COUPLING | 1" half coupling | DAVIS & DAVI
1’’ ELL 90 LR SW 3000LB | 1’’ ell 90 lr sw 3000lb | REXEL
1’’ FLG SW RF 150LB | 1’’ flg sw rf 150lb | ELLIOTT ELEC
1’’ FLG WNRF 150LB XH | 1’’ flg wnrf 150lb xh | ELLIOTT ELEC
1’’ FLG WNRF 600LB XXH | 1’’ FLG WNRF 600LB XXH | ELLIOTT ELEC
1’’ HALF COUPLING | 1’’ half coupling | SUMMIT
1’’ HALF COUPLING 3000LB | 1’’ HALF COUPLING 3000LB | ZONE INDUST
1’’ PIPE XH | 1’’ PIPE XH
1’’ X 6’’ T-O-L | 1’’ X 6’’ T-O-L | SCHLUMBERGER
1” X 3” S80 NIPPLES | 1” x 3” S80 Nipples | COMMERCIAL E
1” 150# BLINDS | 1” 150# blinds | FASTENAL
1” 150# FF PAPER GASKETS | 1” 150# FF paper gaskets | FASTENAL
1” 150# GASKETS NO INTER RING | 1” 150# gaskets no inter ring | THE SHERWIN
1” 150# GASKETS NO INTERRING | 1” 150# gaskets no interring | ELLIOTT ELEC
1” 150# GASKETS WITH INTER RING | 1” 150# gaskets with inter ring | THE SHERWIN
1” 150# GASKETS WITH INTERRING | 1” 150# gaskets with interring | CITY PIPE
1” 150# RF SS THD | 1” 150# RF SS thd | THE SHERWIN
1” 150# RF THREADED FLANGES | 1” 150# RF threaded flanges | DAVIS & DAVI
1” 150# RF THREADED FLANGES8 | FLANGE- 1 150# THD RF A105 DOMESTIC | BRICE CO
1” 150# THD FLANGE | 1” 150# threaded flanges RF | ELLIOTT ELEC
1” 150# THREADED FLANGE SS | 1” 150# threaded flange SS | SUMMIT
1” 150# THREADED RF FLANGES | 1” 150# threaded RF flanges | DAVIS & DAVI
1” 2000# THREADED 90’S | 1” 2000# threaded 90’s
1” 300# BALON | ??? | ELLIOTT ELEC
1” 300# GASKETS | 1” 300# gaskets no interring | SUMMIT
1” 300# RF FLANGE | 1” 300# RF threaded flanges | ELLIOTT ELEC
1” 300# THREADED FLANGES | 1” 300# threaded flanges | ELLIOTT ELEC
1” 300/600 GASKETS | 1” 300/600 gaskets with interring | ELLIOTT ELEC
1” 3000# BALL VALE FNPT | BONNEY FORGE 9HL-18L W/ Cryo Extension and vent in wedge Offering 1500# rated gate valve – rated 3600 PSI @ 100F | ELLIOTT ELEC
1” 3000# BALON BALL VALVES | 1RF03NSE 1" Reg Port S.E. 3,000# WP Steel Ball Valve 316 S.S. Ball & Stem, Nace | ELLIOTT ELEC
1” 3000# CROSSES | 1” 3000# crosses | ELLIOTT ELEC
1” 3000# THD 90 | ??? | ELLIOTT ELEC
1” 3000# THREADED 90’S | 1” 3000# threaded 90’s | ELLIOTT ELEC
1” 3000# THREADED T’S | 1” 3000# threaded T’s | ELLIOTT ELEC
1” 3000# THREADED UNIONS | 1” 3000# threaded Unions | ELLIOTT ELEC
1” 3000# UNIONS | 1” 3000# unions | ELLIOTT ELEC
1” 600# GASKETS | 1” 600# gaskets with inter ring | ELLIOTT ELEC
1” 600# GASKETS WITH INTER RING | 1” 600# gaskets with inter ring | ELLIOTT ELEC
1” 600# ISOLATION KITS | 1” 600# Isolation Kits | ELLIOTT ELEC
1” 600# RF BLINDS | 1” 600# RF blinds | ELLIOTT ELEC
1” 600# RF THREADED FLANGES | 1” 600# RF Threaded flanges | ELLIOTT ELEC
1” 600# THREADED FLANGES | 1” 600# threaded flanges | ELLIOTT ELEC
1” 6000# FULL PORT BALL VALVE | 1” 6000# full port ball valve | ELLIOTT ELEC
1” 6000# THREADED TEE | 1” 6000# threaded Tee | ELLIOTT ELEC
1” 800# GATE FNPT | BONNEY FORGE CL-18L (CYRO) | SUMMIT
1” 90’S 2000# | 1” 90’s 2000# | THE SHERWIN
1” 90’S 2000# THREADED | 1” 90’s 2000# threaded | SUMMIT
1” 90’S 3000# | 1” 90’s 3000# | ELLIOTT ELEC
1” 90’S THREADED 2000# SS | 1” 90’s threaded 2000# SS | ELLIOTT ELEC
1” 90’S THREADED 3000# | 1” 90’s threaded 3000# | ELLIOTT ELEC
1” 900# RF BLINDS | 1” 900# RF blinds | ELLIOTT ELEC
1” BALON BV 1R-F03N-SE | 1” Balon BV 1R-F03N-SE | THE SHERWIN
1” BALON BV LS10591 | 1” Balon BV LS10591 | VINSON PROCE
1” BALON CHECK VALVE 1000# | 1” Balon Check Valve (Red) 1000# 1FD42SE | ELLIOTT ELEC
1” BALON CHECK VALVES | 1” balon check valves (1F-C03-SE) | ELLIOTT ELEC
1” BLUE MONSTER TEFLON TAPE | 1” Blue monster Teflon tape | ELLIOTT ELEC
1” CLOSED S80 NIPPLES | 1” closed S80 nipples | VINSON PROCE
1” FULL COLLARS THREADED | 1” Full Collars threaded | AWC, INC
1” HALF COLLARS 3000# | 1” half collars 3000# | ELLIOTT ELEC
1” HP STREET L’S THREADED 90’S | 1” HP street L’s threaded 90’s
1” J-HAWK VALVES | 1” J-Hawk valves
1” NPT GATE VALVE | ??? | STEALTH PUMP
1” PLUGS | 1” Plugs | SHERMCO SYST
1” S160 DOMESTIC PIPE | 1” S160 domestic pipe | ELLIOTT ELEC
1” S160 DOMESTIC PIPE | 1” S160 domestic pipe | ELLIOTT ELEC
1” S160 PIPE | 1” S160 pipe | ELLIOTT ELEC
1” S160 THREADED 45’S | 1” S160 threaded 45’s | ELLIOTT ELEC
1” S80 DOMESTIC PIPE | 1” S80 domestic pipe | ELLIOTT ELEC
1” S80 DOMESTIC PIPE | 1” S80 domestic pipe | ELLIOTT ELEC
1” S80 PIPE DOMESTIC | 1” S80 pipe domestic | ELLIOTT ELEC
1” SCH160 DOMESTIC PIPE | 1” SCH160 domestic pipe | ELLIOTT ELEC
1” SHARP CHECK VALVES 200 WP | 1” sharp Check Valves 200 WP | ELLIOTT ELEC
1” SOLID PLUGS | 1” solid plugs | ELLIOTT ELEC
1” STREET 90’S 3000# | 1” Street 90’s 3000# | ELLIOTT ELEC
1” STREET 90’S THREADED S160 | 1” street 90’s threaded S160 | ELLIOTT ELEC
1” STREET L’S THREADED | 1” street L’s threaded | ELLIOTT ELEC
1” T’S 2000# | 1” T’s 2000# | ELLIOTT ELEC
1” T’S 3000# THREADED | 1” T’s 3000# threaded | ELLIOTT ELEC
1” TEFLON TAP | 1” Teflon tap | ELLIOTT ELEC
1” TEFLON TAPE | 1” Teflon tape | ELLIOTT ELEC
1” THD 45S 3000# | ??? | REXEL
1” THD PLUG | 1” thd Plug | BAIRD VALVE
1” THD UNION 3000# | 1” thd union 3000#
1” THREADED 45’S 3000# | 1” threaded 45’s 3000#
1” THREADED 90’S 2000# | 1” threaded 90’s 2000#
1” THREADED 90’S 3000# | 1” Threaded 90’s 3000# | PRICE PUMP
1” THREADED FLANGES #150 | 1” threaded flanges #150 | PRICE PUMP
1” THREADED FULL COLLARS | 1” threaded full collars | PRICE PUMP
1” THREADED TEE’S 2000# | 1” threaded Tee’s 2000# | C&J EQUIPMEN
1” THREADED UNIONS | 1” threaded unions | ULTIMATE WEL
1” TITAN Y-STRAINER 150# | 1” Titan Y-Strainer 150# CS with .062” perf. | SPECIALTY EQ
1” TOL 3000# FOR 3” PIPE | 1” TOL 3000# for 3” Pipe | SPECIALTY EQ
1” TOL TO FIT 2” PIPE. STD | 1” TOL to fit 2” pipe. Std | SPECIALTY EQ
1” TOL TO FIT 3” PIPE | 1” TOL to fit 3” pipe
1” TREADED FLANGES 150# | 1” treaded flanges 150# | PRICE PUMP
1” U-BOLTS | 1” u-bolts with black cover and I-Rods | ZONE INDUST
1” UNIONS | 1” unions | BASIN ENGINE
1” UNIONS THD 3000# | 1” Unions thd 3000# | BASIN ENGINE
1” VINTROL | 1” Vintrol | BASIN ENGINE
1” VINTROL BALL VALVES | 1” Vintrol Ball Valves | BASIN ENGINE
1” VW01AF14N2 | McCrometer Precision Vcones 1” VW01AF14N2 | MIDCO MACHIN
1” X ½” 3M/6M THREADED BUSHING | 1” x ½” 3M/6M Threaded Bushing | MIDCO MACHIN
1” X ½” BUSHING | 1” x ½” bushing | MIDCO MACHIN
1” X ½” BUSHINGS | 1” x ½” bushings | BELLOFRAM CO
1” X ½” BUSHINGS SCH80 75 | 1” x ½” bushings 3000/6000# | CAMERON MEAS
1” X ½” SWAGES S80 | 1” x ½” swages S80 | CAMERON MEAS
1” X ¾” BUSHING | 1” x ¾” bushing | SPECIALTY EQ
1” X ¾” BUSHINGS | 1” x ¾” bushings | CHEMTEC
1” X 1 ½” SWAGE S80 | 1” x 1 ½” swage S80 | CAMERON MEAS
1” X 1/2” BUSHINGS | 1” x 1/2” Bushings | CAMERON MEAS
1” X 19 ½” YELLOW CAD BOLTS | 1” x 19 ½” yellow cad bolts | CAMERON MEAS
1” X 2 ½” NIPPLES S80 | 1” x 2 ½” nipples S80 | CAMERON MEAS
1” X 2 ½” NIPPLES SCH160 | 1” x 2 ½” Nipples sch160 | MOODY PRICE
1” X 2 ½” NIPPLES SCH80 | 1” x 2 ½” Nipples sch80 | MOODY PRICE
1” X 2 ½” S160 NIPPLES | 1” x 2 ½” S160 nipples
1” X 2 ½” S80 NIPPLES | 1” x 2 ½” S80 nipples | VANZANDT CON
1” X 2” NIPPLES S80 | (blank) | DAVIS & DAVI
1” X 2” NIPPLES SCH160 | 1” x 2” Nipples sch160 | VANZANDT CON
1” X 2” NIPPLES SCH80 | 1” x 2” nipples sch80 | VANZANDT CON
1” X 2” S/S NIPPLES S80 | (blank) | BUTLER & LAN
1” X 2” S160 NIPPLES | 1” x 2” S160 nipples | CAMERON MEAS
1” X 2” S80 NIPPLES | 1” x 2” S80 nipples | CAMERON MEAS
1” X 2-1/2” S80 THD NIPPLES | 1” x 2-1/2” S80 thd nipples | CAMERON MEAS
1” X 3 ½” NIPPLES S80 | 1” X 3 ½” nipples S80 | CAMERON MEAS
1” X 3 ½” S160 NIPPLES | 1” x 3 ½” S160 nipples | CAMERON MEAS
1” X 3 ½” S80 NIPPLES | 1” x 3 ½” S80 nipples | CAMERON MEAS
1” X 3/4” 3M/6M BUSHINGS | 1” x 3/4” 3m/6m bushings
1” X 3/4” BUSHINGS | 1” x 3/4” Bushings | CAMERON MEAS
1” X 3” GRADE 8 CAP SCREWS | 1” x 3” grade 8 cap screws | MCJUNKIN RED
1” X 3” NIPPLES S80 | 1” x 3” nipples S80 | CAMERON MEAS
1” X 3” S160 NIPPLES | 1” x 3” S160 Nipples | CAMERON MEAS
1” X 3” S80 NIPPLES | 1” x 3” S80 nipples | UP&S, INC
1” X 3” TAGS | 1” x 3” Tags | UP&S, INC
1” X 4 ¾” GRADE 8 CAP SCREWS | 1” x 4 ¾” grade 8 cap screws | UP&S, INC
1” X 4” S160 NIPPLES | 1” x 4” S160 nipples | UP&S, INC
1” X 4” S80 NIPPLES | 1” x 4” S80 nipples | UP&S, INC
1” X 4” XXH NIPPLES | 1” x 4” XXH nipples | UP&S, INC
1” X 6” YELLOW CAD BOLTS | 1” x 6” yellow cad bolts | ENERGY SALES
1” X 7” YELLOW CAD BOLTS | 1” x 7” yellow cad bolts | GRAYBAR
1”3000# THREADED 90’S | 1”3000# threaded 90’s | SAUNDERS COM
10 - 45003421 | ??? | ELLIOTT ELEC
10' 2" ANGLE | ??? | ELLIOTT ELEC
10' 2" PANEL | ??? | CLOUD AI, LL
10 AMP POWER SUPPLIES | ??? | CLOUD AI, LL
10 FT ADL CABLE MNT | Job # 21109-10 Charge back to moms meals | CLOUD AI, LL
10 FT CABLE TRAY | Job # 21109-10 Charge back to moms meals | CLOUD AI, LL
10 GA BOXES | ??? | CLOUD AI, LL
10 GA C/S DELEK BOX | 10 GA C/S DELEK BOX 50” LONG X 18” WIDE X 24” TALL WITH HINGES ON BOTTOM OF LID | CLOUD AI, LL
10 GA C/S ENVIRONMENTAL BOX | 10 GA C/S ENVIRONMENTAL BOX 50” X 18” X 24” TALL. HINGE ON BOTTOM, LEVEL SWITCHES LEFT, TOL’s RIGHT, DRAIN TO LEFT | ELLIOTT ELEC
10 GA ENVIRO BOXES 50” X 18” | 10 GA STEEL DELEK NEW STYLE ENVIRO BOXES 50” X 18” X 24” TALL | ELLIOTT ELEC
10 GA HOT ROLLED SHEET | (5) 48" X 96" sheets
10 GA HOT ROLLED SHEET *BLUE* | (5) sheets of 48" X 96"
10 GA HOT ROLLED SHETS *BLUE* | (5) 4' x 8' sheets | THE SHERWIN
10 GA SAMPLE POT FAB | (blank) | MECHANICAL S
10 GA SHEET 144" L | 10 GA HOT ROLLED SHEET 96" x 144" | FASTENAL
10 GA SHEET 240"L | 10 GA HOT ROLLED SHEET 96" x 240" | FASTENAL
10 GALLON GREY MACROPOXY | 10 gallon kits of Grey Macropoxy XTO JOB# 21260-01 thru 06 | MECHANICAL S
10 GALLON KIT OF RECOATABLE | 10 gallon kit of recoatable | MECHANICAL S
10 GALLON SAMPLE POT FAB | (blank) | FASTENAL
10 GASK572 3/4IN CON | Job # 21109-10 Charge back to moms meals | FASTENAL
10 GAUGE HOT ROLLED SHEET | (5) sheets 48" X 96"
10 GAUGE ROLLED SHEET *BLUE* | (5) 4' x 8' sheets | FASTENAL
10 GAUGE SHEET | (5) sheets of 48" X 96" | THE SHERWIN
10 GAUGE SHEET *BLUE* | (10) 4 X 8 sheets
10' PANEL | ??? | FMC TECHNOLO
10 PG HOLE CHN 400 EA | Job # 21109-10 Charge back to moms meals | FASTENAL
10 X 1/2 3000# THREDOLET F52 | (blank)
10 X 2 3000# WELDOLET F52 | (blank) | FASTENAL
10 X 20# CHANNEL *YELLOW* | All material on Qoute #519202202, split between (7) skids | ROSEMOUNT, I
10' X 25' 3.5 MIL SW | 10' X 25' 3.5 MIL SW | ROSEMOUNT, I
10 X 3/4 COATED UBOLT W/IROD | (blank) | MECHANICAL S
10" 150# RFWN, A105, SCH 40 FLANGE | 10" 150# RFWN, A105, SCH 40 flange with MTRs | ROSEMOUNT, I
10" 150# ABZ BUTTERFLY VALVE | ??? | ROSEMOUNT, I
10" 150# BFV | ???
10" 150# BLIND FLANGE | 10" 150# Blind Flange | ROSEMOUNT, I
10" 150# BUTTERFLY VALVE | ??? | ROSEMOUNT, I
10" 150# CGI GASKET | 10" 150# CGI Gasket | ROSEMOUNT, I
10" 150# CGI GASKETS | 10" 150# CGI Gaskets | ROSEMOUNT, I
10" 150# CHECK VALVE | ??? | ROSEMOUNT, I
10" 150# DSI CHECK VALVE | Valve Swing Check DSI 10.00 Inch Cl 150 RF BC WCB Body API Trim 12 Spiral Wound SS Gskt API 594 Nace | ROSEMOUNT, I
10" 150# DSI GATE VALVE | ???
10" 150# FRANKLIN | ??? | EMERSON PROC
10" 150# FRANKLIN DB&B | ???
10" 150# FRANKLIN VALVE | ??? | EMERSON PROC
10" 150# GASKET NO INNER RING | (blank)
10" 150# GASKET NO IR | (blank)
10" 150# GASKET W/IR | (blank)
10" 150# GASKET W/NO IR | (blank)
10" 150# GASKET, NO IR | (blank)
10" 150# GASKETS | no interring
10" 150# GATE VALVE | ??? | SUMMIT
10" 150# KOFLO MIXER | ??? | ELLIOTT ELEC
10" 150# NEWAY CHECK VALVE | ??? | FASTENAL
10" 150# RF BLIND FLANGE | 10" 150# RF Blind Flange | FASTENAL
10" 150# RF PAPER GASKET | (blank) | SUMMIT
10" 150# RF SLIP-ON FLANGE | (blank) | RO-FLO COMPR
10" 150# RFWN STD FLANGE | (blank) | STEALTH PUMP
10" 150# STRAINER | ??? | ZONE INDUST
10" 150# STRAINERS | ??? | CITY PIPE
10" 150# TW CHECK | ??? | CED/CAIN ELE
10" 150# WARREN SWING CHECK | ??? | RELIANCE
10" 150#ABZ BUTTERFLY VALVE | ??? | SUMMIT
10" 300# BLIND FLANGES | ??? | B&J
10" 300# CGI 304 SS GASKET | 10" 300# CGI 304 SS Gasket | DEALERS
10" 300# CGI GASKETS | 10" 300# CGI Gaskets | TEINERT META
10" 300# GASKET, NO IR | (blank) | CITY PIPE
10" 300# GASKETS | 10" 300# gasket with Inner ring | CAMERON MEAS
10" 300# GATE VALVES | ??? | INSTRUMENT M
10" 300# RFWN | ??? | INSTRUMENT M
10" 300# SPECTACLE BLINDS | ??? | CAMERON MEAS
10" 300# STRAINER | ??? | CAMERON MEAS
10" 49# WIDE FLANGE BEAM | Reimbursement to UW for purchase of (2) 40' joints from Shamrock Steel including state sales tax | INSTRUMENT M
10" 600# BALL VALVE | VALVE, BALL, TRUNNION, 10 IN (250 MM) X 10 IN (250 MM), FLANGED RAISED FACE, WKM, 370D6, ANSI 600 (100 PN), 1500 PSI (103 BAR) MOP, 1477 PSI (102 BAR) MOP AT MAX TEMP, TRIM 24‐YRF‐24, CARBON STEEL BODY, CARBON STEEL/1MIL ENP BALL, CARBON STEEL/1MIL ENP STEM, CARBON STEEL SEAT, NYLON SEAT SEAL, HNBR SEALS, WORM GEAR OPERATOR WITH LOCK DEVICE LESS LOCK, API 607, API 6D, API 598, ‐20 F (‐ 29 C) ‐ +250 F (+121 C), LONG PATTERN | INSTRUMENT M
10" 600# CGI GASKETS | (blank) | INSTRUMENT M
10" 600# CHECK VALVE | VALVE, CHECK, SWING 10 IN (250 MM), FLANGED RAISED FACE, SERIES 510, TOM WHEATLEY, 55, ANSI 600 (100 PN) 1500 PSI (103.4 BAR) MOP, BODY ASTM A216 WCC, A351 CF8M CLAPPER, A216 WCC SEAT, FKM SEALS, FKM BONNET SEAL, API 6D, NACE MRO175, 1500 PSI (103.4 BAR) @ ‐20 F (‐28.8 C), 1410 PSI (97.2 BAR) @ +400 F(+204.4 C), INTEGRAL SEAT API 6FD, ASME B16.34 | INSTRUMENT M
10" 600# FRANKLIN DBB | 10" ANSI 600# Franklin DuraSeal Valve, Fig.#D741. Viton slip seals & trim, A216 WCB Body with Chrome ID, Bonnet, Lower Plate, Plug with ENP, A395 DI Slips RFFE, 501 Gear Operator with DTR assembly. Elastomers meet Explosive decompression as per API 6D for gas service. | CAMERON MEAS
10" 600# RF BLIND FLANGE | (blank) | SUMMIT
10" 600# RF GATE VALVES | ??? | SUMMIT
10" 600# STATIC MIXER | - 10" Schedule 80 (0.594" Wall) Carbon Steel Static Mixer - 3 Fixed Carbon Steel Mixing Elements and a Flow Straightening Vane - Class 600 Raised Face Weld Neck Flanged Ends Length: 56" Attached Drawing: KD-1036 Pressure Loss: 2.19 psi @ 42,000 BPD | SUMMIT
10" 600# STRAINER | 10” Series S-600, Vertical Basket Strainer – ANSI 600# Connections: Inlet: 10” ANSI 600# RFWN Outlet: 10” ANSI 600# RFWN Drain: 1” 6000# NPT Vent: 3/4” 6000# NPT TOL DP Taps: 1” 6000# NPT TOL located on inlet / outlet piping Material of construction: Housing: SA106 Gr B/C Flanges: SA105N Fittings: SA105 / SA234 WPB / SA516 Gr 70 Basket: Stainless steel 304 Design conditions: Design code: ASME B31.4, 0.6 DF Design press: 1480 / 1350 PSIG Design temperature: 100 / 200 deg F MDMT: -20 deg F Corrosion allowance: 0 Basket details High capacity basket Stainless steel 304 construction Perforations: 1/4” constructed from 14 gauge Mesh: None Basket access Bolted access cover with lifting davit Exterior paint: Mechanical clean only NDE / Inspection 4 hour hydro at 1.5 x design 10% RT Circ Welds 10% MT small TOL / WOL | ELLIOTT ELEC
10" 90 DEG PAD | 1/4" THK X 90 DEG X 10" WD 10" P.S. FRP ETCHED INSIDE | ELLIOTT ELEC
10" BALL VALVE | VALVE, BALL, TRUNNION, 10 IN (250 MM) X 10 IN (250 MM), FLANGED RAISED FACE, WKM, 370D6, ANSI 150 (20 PN), 290 PSI (20 BAR) MOP, 245 PSI (17 BAR) MOP AT MAX TEMP, TRIM 24‐YRF‐24, CARBON STEEL BODY, CARBON STEEL/1MIL ENP BALL, CARBON STEEL/1MIL ENP STEM, CARBON STEEL SEAT, NYLON SEAT SEAL, HNBR SEALS, WORM GEAR OPERATOR WITH LOCK DEVICE LESS LOCK, API 607, API 6D, API 598, ‐20 F (‐29 C) ‐ +250 F (+121 C), LONG PATTERN | ELLIOTT ELEC
10" BALL VALVE W/ ACTUATOR | VALVE, BALL, TRUNNION, 10 IN (250 MM) X 10 IN (250 MM), FLANGED RAISED FACE, WKM, 370D6, ANSI 600 (100 PN), 1500 PSI (103 BAR) MOP, 1477 PSI (102 BAR) MOP AT MAX TEMP, TRIM 24‐YRF‐24, CARBON STEEL BODY, CARBON STEEL/1MIL ENP BALL, CARBON STEEL/1MIL ENP STEM, CARBON STEEL SEAT, NYLON SEAT SEAL, HNBR SEALS, WORM GEAR OPERATOR WITH LOCK DEVICE LESS LOCK, API 607, API 6D, API 598, ‐20 F (‐ 29 C) ‐ +250 F (+121 C), LONG PATTERN ACTUATOR Bettis R7L6‐3 Electric Actuator, 1/6 HP, 460/3/60 VAC Motor, M2CP Integral Controls, 60 SEC, Local and remote operation | ELLIOTT ELEC
10" BALL VALVE W/ LIMITORQUE | 10" 150# RF TRUNNION BALL VALVE API‐6D CARBON STEEL BODY ENP TRIM HNBR GEAR OP NACE NEWAY 10FP‐BS1R‐A105N‐76333‐NC‐G ACTUATOR LIMITORQUE MXB‐10 / WG‐03‐D ELECTRIC ACTUATOR W/ WORM GEAR, XP, 3/60/460VAC, STD CONTROLS (OA CONTACTS / 24VDC UPS), MOUNT/SET OPERATING TIME: ~30 SEC | ELLIOTT ELEC
10" BUTTERFLY VALVE | Valve Butterfly ABZ NSF 452 Series 10.0 Inch 182 Trim Cl 600 Lug WCB Body 316 SS Disc 17‐4 SS Stem MTFE Seat PTFE Packing ACTUATOR Bettis R5L6‐3 Electric Actuator, 1/12 HP, 460/3/60 VAC Motor, M2CP Integral Controls, 60 SEC, Local and remote operation
10" CHECK VALVE | ??? | SUMMIT
10" CLOSURE | ??? | SUMMIT
10" DANEX DB&B W/ LIMITORQUE | 10" 150# RF FIG. 271 DAN‐EX REDUCED PORT PLUG VALVE STD MATERIALS OF CONSTRUCTION SLIP/TRIM:VGF/VGF GEAR OPERATED W/FA10 ADAPTION FACTORY WHITE COATING FACTORY NEW WITH HYDROSTATIC TEST CERTIFICATE PER API 6D ORIENTATION 11 ACTUATOR LIMITORQUE MXB‐10 ELECTRIC ACTUATOR, XP, 3/60/460VAC, STD CONTROLS (OA CONTACTS / 24VDC UPS), MOUNT/SET OPERATING TIME: ~36 SEC | SUMMIT
10" DBB | ??? | CITY PIPE
10" DSI CV | Valve Swing Check DSI 10.00 Inch Cl 150 RF BC WCB Body API Trim 12 Spiral Wound SS Gskt API 594 Nace | MALCOM SUPPL
10" FISHER VALVE | REMANUFACTURED 10" 150# RF FISHER V150, SST BODY, SST/CR BALL, HD METAL SEAL, COMP PACKING AND BEARINGS, CLASS IV SHUTOFF, 1- 1/4" DOUBLE-D SHAFT. **NEW** LIMITORQUE QX-3 ELECTRIC ACTUATOR, 460VAC MAIN POWER SUPPLY, MODULATING CONTROL (4-20MA INPUT), FAIL CLOSE ON LOSS OF SIGNAL, OA OPTION BOARD, UPS (24VDC CONTROLS), APT (4-20MA FEEDBACK), B/K TORQUE NUT, ADAPTION HARDWARE, MOUNT/SET TO VALVE. OPERATING TIME: 15-60 SECONDS (ADJUSTABLE). | E-Z PIPE
10" FLANGE | 10" 150# RF Blind Flange F52 | E-Z PIPE
10" GASKET | 10" 300# LAMONS SW INNER RING 304, CS OUTER RING, GRAPHITE FILLED | E-Z PIPE
10" GATE VALVE | ??? | E-Z PIPE
10" HAMMER UNIONS | 10" Figure 200 B/W Hammer Union | INDUSTRIAL
10" HORIZONTAL CLOSURE | ??? | INDUSTRIAL
10" MIXER | ???
10" NEWAY BALL VALVE | 10" 150# RF TRUNNION BALL VALVE API‐6D CARBON STEEL BODY ENP TRIM HNBR GEAR OP NACE NEWAY 10FP‐BS1R‐A105N‐76333‐NC‐G
10" OUTDOOR TYE WRAP 1000EA | Job # 21109-10 GB 46310UVB 10"OUTDOOR TYEWRP
10" PIPE | 10" Std Pipe 106B | CITY PIPE
10" PROMASS METER | 8F3B2F-CDEMADDFADSAAASAA2 Promass F 300, 8F3B2F, DN250 10" 8F3B2F-K2A0/0 (8F3B2F-CDEMADDFADSAAASAA2)
10" SCV CHECK VALVE | 10", 150, Full Port Swing Check Valve, RF Ends, Full Port, N/A Operated, A216 WCC Body, A216 WCC + CR13 Obturator, A182 F6a Cl. 2 + HF Seat Base Metal, N/A Stem Material, Viton Type A Seal Material, Hard Face (Stellite 6) Seat Material, Bolted Body, N/A Packing, Standard Service, Firesafe, NACE MR-01-75, API 6D Design, API 6D Test SCV FCK1001B0810R/FV42H//S | MIDSTREAM VA
10" STD 90 | ??? | MCCARTY EQUI
10" STD LR 90 ELBOW | (blank) | CITY PIPE
10" STD X52 SMLS PIPE | 6' joint
10" STRAINER | ???
10" STRAINERS | Jamison Model FB-150-10 Fabricated Vertical Basket Strainer Material of Construction: Carbon Steel Inlet/Outlet: 10" 150# RFSO Vessel Access: 14” 150# RF Bolted Blind Flange Davit Arm Gasket: 304SS/Graphite Filled Spiral Wound Basket: 304SS, 3/16" Perforations on 1/8" Centers Mesh Liner: None Requested Design Code: ASME Sec. VIII Div. 1 Code Stamp: Not Included Design Pressure: 285psig @ 100degF MDMT: -20degF Corrosion Allowance: 0.00" Connections: 1/2" 3000# NPT T-O-L Vent (2) ½” 3000# NPT T-O-L DP 1" 3000# NPT T-O-L Drain Supports: None Internal Finish: Cleaned and Descaled External Finish: Shop Primer
10" U-BOLT W/I-ROD | (blank) | CITY PIPE
10" WEDGE GATE | ??? | CITY PIPE
10" WRENCH | 10" Valve Refinery Wrench
10" X 3/4" UBOLT W/ROD | (blank) | CITY PIPE
10" X 8" XH CONC RED Y52 | (blank)
10" XH CAP | (blank) | INDUSTRIAL
10" XH PIPE | Total 10' joint split between two jobs | SMP SUPPLY
10" SCH 40 A106 GR B PIPE | 10" SCH 40 A106 GR B pipe with MTRs
10"-6" X 1" TOL | Bonney Forge taper bore design | MIDSTREAM VA
10# TURKISH TOWELS | ??? | MIDSTREAM VA
10/3 WIRE | 10/3 10 AWG 3 COND CUT LENGTH | MIDSTREAM VA
10/4 WIRE | 10 AWG 4 COND-CUT WIRE
10” 150# BLIND FLANGE | (blank)
10” 150# GASKET NO INTER RING | 10” 150# gasket no inter ring Medallion Job# 22457 | CITY PIPE
10” 150# GASKETS | 10” 150# gaskets without interring
10” 150# GASKETS NO INTER RING | 10” 150# gaskets no inter ring
10” 150# GASKETS NO INTERRING | 10” 150# gaskets no interring
10” 300# GASKETS | 10” 300# gaskets with interring | STRICKLAND
10” 600# GASKETS | 10” 600# gaskets with inter ring | SMP SUPPLY
10” BLIND FLANGE | ??? | TEINERT META
10” U-BOLTS | 10” U-Bolts with black cover and I-Rod | TEINERT META
100 812M24 3/4 COND | Job # 21109-10 Charge back to moms meals | TEINERT META
100 812M24SM 3/4 HGR | Job # 21109-10 Charge back to moms meals
100 FT SOLID CABLE 23AWG | Job # 21109-10 Charge back to moms meals
100 HP VFD | ??? | INDUSTRIAL
100 MB-1412 BOLT | Job # 21109-10 Charge to moms meals | SMP SUPPLY
100 THHN 4 GREEN STRANDED | Job # 21109-10 Charge back to moms meals | BS&B
10-00010 | WTV 1" FLOATING BALL VALVE 3000# FNPT A105 BODY, SS 316 TRIM, NYLON SEAT W/ LOCKING HANDLE B01T30SR | FMC TECHNOLO
10-00015 | 1/4" NPT JHAWK 2000# Ball Valve. MFG PN V2-WCB, Item #31715
10-00025 | 1/4"-NPT-Balon-1/4" FFSE 3,000# WP Steel Ball Valve w/ NACE Trim PN 1/4F-F03N-SE
10-00035 | WTV 1/4" FLOATING BALL VALVE 3000# FNPT A105 BODY, SS 316 TRIM, NYLON SEAT W/ LOCKING HANDLE B14T30SF | SMP SUPPLY
10-00040 | 1/2" NPT JHAWK 2000# Ball Valve. MFG PN V2-WCB, Item #31717 | MIDSTREAM VA
10-00045 | WTV 1/2" FLOATING BALL VALVE 3000# FNPT A105 BODY, SS 316 TRIM, NYLON SEAT W/ LOCKING HANDLE B12T30SR | CITY PIPE
10-00050 | 1/2"-NPT Balon- 3,000# Reg. Port WP Steel Ball Valve w/ NACE Trim. MFG PN: 1/2R-F03N-SE
10-00055 | SS-8C4-25 1/2" FNPT check valve 25PSI cracking pressure | TEINERT META
10-00065 | 1/2" NPT Balon 6000# Needle Valve | BRANDON & CL
10-00070 | 3/4" NPT JHAWK 2000# Ball Valve. MFG PN V2-WCB, Item #31718 | SAFE RACK
10-00075 | 3/4" -NPT-Balon-3/4" FFSE 3,000# WP Steel Ball Valve w/ NACE Trim PN 3/4R-F03N-SE
10-00080 | WTV 3/4" FLOATING BALL VALVE 3000# FNPT A105 BODY, SS 316 TRIM, NYLON SEAT W/ LOCKING HANDLE B34T30SF
10-00085 | 1" NPT JHAWK 2000# Ball Valve. MFG PN V2-WCB, Item #31719
10-00090 | 1" -NPT-Balon-1" FFSE 3,000# WP Steel Ball Valve w/ NACE Trim PN 1F-F03N-SE
10-00100 | 1"-NPT-Balon-1" RFSE 3,000# WP Steel Ball Valve w/ NACE Trim. MFG PN: 1R-F03N-SE | CITY PIPE
10-00150 | 1" 150# Balon Full Port R.F. Ansi 150 285# WP Steel Ball Valve, 316 S.S. Ball & Stem, Nace. MFG PN: 1FF13NRF. Price to include handle | INDUSTRIAL
10-00185 | 1-1/2" NPT Balon Full Port S.E. 3,000# WP Steel Ball Valve 316 S.S. Ball & Stem, Nace. MFG PN: 1-1/2FF03NSE | INDUSTRIAL
10-00210 | 1 1/2" 2000WOG, TE, FP, A216WCB x 304SS x RPTFE, 2PC SEAL-WELD, BALL VALVE, NACE, LOCKING HANDLE Item# TBCC08R20W | ULTIMATE WEL
10-00500 | 1" NPT Balon Check Valve 1000# w/Nace | INDUSTRIAL
10-00520 | 1" NPT Balon Swing Check Valve 3000# FP CS BODY 316SS DISC. MFG PN: 1FC03SE | SMP SUPPLY
10-00575 | 3/4" NPT Sharpe 200# Stainless Steel Check Valve
10-00600 | 1" NPT Sharpe 200# Stainless Steel Check Valve | ELC SECURITY
10-00625 | 1-1/2" NPT Sharpe 200# Stainless Steel Check Valve | CITY PIPE
1000-HDG-S | 1-5/8" Slotted Galvinized Strut FS | CITY PIPE
10-02TC-VN | (blank) | CITY PIPE
1003TCVNBKWHGN | 10/2 TC BK, WH, GN | CITY PIPE
100A 3P 240V 4W FUSED | Job # 21109-10 ITE GF323N 100A 3P 240V 4W FUSED GD | MIDSTREAM VA
100A 600V CLASS R FUSE REDUCER | 100A 600V CLASS R FUSE REDUCER | MIDSTREAM VA
100A 600V DISCONNECT | CATALOG # DH363FRK100A/3P HD FUSIBLE SAFETY SWITCH 600V NEMA 3RREF QUOTE 101-42832 | MIDSTREAM VA
100A 600V FUSE | CATALOG # ECSR100100A 600V CLASS RK5 TIME DELAY CL FUSEREF QUOTE 101-42832 | CTAP
100A BREAKER | FD3100 C-H/WEST FD3100 'FD' BREAKER, 100 AMP 3-POLE, 240/480/600 VOLT, 65/35/18KA Marathon 21084-01 | INDUSTRIAL
100HP MOTOR | TECO Max-E1 Motor 100 HP 1800 RPM 405T Frame 230/460V TEFC Inverter Duty Class I, Div. 2, Groups A-D Ball Bearing | ELLIOTT ELEC
100HP VFD | ??? | ELLIOTT ELEC
10-10000 | 3/4" Balon Full Port S.E. 3000# WP Steel Ball Valve 316 SS ball & Stem #3/4FF03NSE | SUMMIT
10-10005 | 1" Balon Reg Port S.E. 3000# WP Steel Ball Valve 316 SS Ball & Stem 1R-F03N-SE | CLOUD AI, LL
101092-S | 101092-S straight tweezer, removal tool | SUMMIT
101131802A | 8X1/2 HWH SDS #2 Z | ELLIOTT ELEC
101131823A | 1/4X1 HWH SDS #3 Z
1012TCVN | 100' OF 12C #10 WG | ELLIOTT ELEC
10-15000 | 1" NPT Bonney Forge Globe 1 Valve. MFG PN: HL-31-T | MECHANICAL S
10-16475 | 1" 150# Warren A105N/8 NACE BB OS&Y GLOBE VALVE RF 2155F-624. | MECHANICAL S
10181 LOCK NUT 7/16" | (blank) | MECHANICAL S
101A202-01 | NEW 45 FILL KIT/LOWER CONN. INCLUDED IN DURAGAUGES ABOVE | MECHANICAL S
101S | 1/2" STEEL LOCKNUT | MECHANICAL S
10-20005 | 2"-150#-GMEC-Full Port Ball Valve w/ Lever Handle & NACE Trim | MECHANICAL S
10-20010 | 2"-150#-Balon-Full Port Ball Valve w/ Lever Handle & NACE Trim 2F-F12N-RF Ductile Iron | MECHANICAL S
10-20015 | 2"-150#-Balon-Full Port Ball Valve w/ Lever Handle & NACE Trim 2F-F13N-RF Carbon Steel | SUMMIT
10-20025 | 2" 150# RF FP Neway floating ball valve, 2 piece A105N CS body, F316 SS ball and stem, RPTFE seat, Viton A seals, graphite packing, NACE, firesafe, lever operator. MFG PN: 2FP-BB1RA105N-12662-NC | AWC, INC
10-20027 | 2" 150# RF FP 4E Valve floating ball valve, WCB body, F316 SS ball, 316 SS stem, PTFE seat and thrust washer, Graphite packing, 304 SS+Graphite body gasket, lever operator, NACE, API 607 firesafe, API 598 pressure test. MFG PN: 2.00-4E-41WCB16PGF-2F | AWC, INC
10-20030 | 2" 150# Warren 2 piece floating ball valve, carbon x stainless, raised face ends, full port, A216-WCB body, SS trim. | AWC, INC
10-20040 | 2" 150# WTV B02F01FF RF FLANGED END BALL VALVE, CARBON STEEL BODY, 316SS BALL NACE, PTFE SEAT, FULL PORT, LEVER-OP | SUMMIT
10-20075 | 2" 150# CF CSRF 3-Way Full Port T-Port Ball Valve DAN2150CSFPTWBV | ELLIOTT ELEC
10205 CAP SCREW | 10205 Cap Screw for ring retainer | CITY PIPE
10-20600 | 2" 150# FLOTITE ADC600 Emergency Shut Down Ball Valve - Automated package full stainless full port floater, TFM seats & stem seals, graphite body seals. Mounted to VALVCON 600 Q30270 Mfg. MetsoModel: ADCWX600UL2Z-UP Series: NEMA 4-7 Rating: FM Explosion Proof WT Torque: 600 in/lb, Universal Position board w/battery Back Up HW Override, Universal Volt:/ Universal power control Duty Cycle Holding brake, 2 AUX LS, Heater & Thermostat. | CITY PIPE
10-21000 | 2"-150#-Balon-Check Valve w/ NACE Trim 2F-C13S-RF | SUMMIT
10-21050 | 2"-150#-GMEC-Check Valve w/ NACE Trim | THE SHERWIN
10-21100 | 2" 150# Warren WCB/8 BC Swing Check Valve RF 3155-8 Carbon Steel | THE SHERWIN
10-22000 | 2" 150# WTV C02F01A RF flanged swing check valve, carbon steel body, A105+13CR trim NACE, API 6D | DK CONTROLS
10-22795 | 2" 150# Williams Gate Valve w/ Nace Trim | ELLIOTT ELEC
10-22810 | 2" 150# CF RFFE Gate Valve | ELLIOTT ELEC
10-23000 | 2"-150#-GMEC-Globe Valve w/ HWO & NACE Trim | ZONE INDUST
10-23015 | 2"-150#-Williams-Globe Valve w/ HWO & NACE Trim | VINSON PROCE
10-23060 | 2" 150# Warren WCB/8N BB OS&Y GLOBE VALVE RF NACE 2155-8N-623. | VINSON PROCE
102353-1-5- 1 | ??? | CANAL ALARM
10250T101 | C-H/WEST 10250T101 PUSHBUTTON OPERATOR 30.5MM, MOMENTARY, STANDARD BLACK BUTTON | RAM TOOL
10250T1311 | 10250T1311 SEL SW 2P KNB | RAM TOOL
10250T1323 | SEL SW 3P KNB MA C3 | VINSON PROCE
10250T133 | SEL SW 3P KNB SPR-L C3
10250T1333 | SEL SW 3P KNB SPR-L C3 | NAPA AUTO PA
10250T1333 A | SEL SW 3P KNB SPR-L C3 | DEALERS
10250T1343 | Eaton 10250t series, SEL SW 3-position, Switch, SPR-RL Cam 3. size:30mm | DEALERS
10250T1C | 30MM CONT BLK 1NO-1NC AMBER | ELLIOTT ELEC
10250T2 | 30MM CONT BLK 2NO | ELLIOTT ELEC
10250T3 | 10250T Series 2/NC Contacts, 10250T3 | ELLIOTT ELEC
10250T463 | JMB MSHD BUTTON R ESTOP J | ELLIOTT ELEC
10250T5 | PSH-PLL MA OPER | ELLIOTT ELEC
10250T51 | 30MM CONT BLK 1NC | SPECIALTY EQ
10250T51C | 30MM CONT BLK 1NC AMBER | SPECIALTY EQ
10250T53 | 30mm cont BLK 1NO | SPECIALTY EQ
10250TA56Y | JUMBO MUSHROOM HEAD SHROUD -YELLOW | SPECIALTY EQ
10250TB63 | BUTTON R ESTOP | SPECIALTY EQ
10250TJ63 | JMB MSHD BUTTON R ESTOP J | SPECIALTY EQ
10-25200 | 2" 150# Bray V-Ball Control Valve w/ Triac Electric Actuator 2” 190200 FULL STAINLESS CL150 BRAY V-BALL MOUNTED TO A TRIAC XEM 690 IN.LB 24VDC ELECT. ACTUATOR WITH MODULATING CONTROL 4-20 TRANSMITTER, ATEX APPROVED NEMA TYPE 4, 4X, 7 & 9, COMPARTMENT HEATER & THERMOSTAT, (2) AUXILIARY SWITCHES, MANUAL OVERRIDE, INCLUDING MOUNTING BRACKET & COUPLER FULLY ASSEMBLED AND TESTED | SPECIALTY EQ
1025OTJ63 | JMB MSHD BUTTOR R ESTOP J | SPECIALTY EQ
10-27000 | 2"-600#-GMEC-Full Port Ball Valve w/ Lever Handle & NACE Trim | SPECIALTY EQ
10-27025 | 2" 600# Balon CSFP NACE Trim Ball Valve 2F-F63N-RF W/Handles | SWAGELOK WES
10-27035 | 2" 600# Neway RF FP Trunnion Ball Valve A105 Body ENP Trim RPTFE NACE API-6D Gear Operated. MFG PN 2FP-5BS6R-A105N-17333-NC-G | SWAGELOK WES
10-27050 | 2"-600#-Top-Full Port Ball Valve w/ Lever Handle. Carbon Steel, 316SS Ball, Devlon/HNBR & NACE Trim | ROSEMOUNT, I
10-27065 | 2” 600# WTV Nace trim carbon steel ball valve | GK TECHSTAR
10-27080 | 2" 600# Warren model 6605FS-26MHGRL6D floater ball valve RF FP BV CS/SS LO with handle. | SLATER CONTR
10-27150 | 2"-600#-GMEC Gate Valve | SLATER CONTR
10-27175 | 2" 600# Balon NACE Trim Swing Check Valve 2F-C63S-RF | SLATER CONTR
10-27185 | 2" 600# Top Swing Check Valve. Carbon Steel, 316 SS Trim, HNBR & NACE Trim | ROSEMOUNT, I
10-27225 | 2" 600# WHEATLEY CS F.E. CHECK VALVE NACE TRIM MFG PN #510-025144-121 (2890W) | ROSEMOUNT, I
10-27230 | KIT, 2" 600# WHEATLEY CS F.E. CHECK VALVE NACE TRIM MFG PN #510-025144-121 (2890W) 2 VITON 0 RINGS, 1 FOR THE CLAPPER SEAT (#239) AND THE 0THER FOR THE C0VER (#331) FOR 2890W | ROSEMOUNT, I
10-27250 | 2"-150#-Top Ball Valve | THE TRANSMIT
10-27315 | 2" 300# Balon Ball Valve MFG PN 2F-F33N-RF 740# WP, 316 SS Ball & Stem, Nace Trim with 2" Bore Handle MFG PN P4129CS Included | ROSEMOUNT, I
10-27320 | 2" 300# GMEC Ball Valve CS/Trim, 316 SS NACE | ROSEMOUNT, I
10-27335 | 2" 300# WTV Ball Valve CS/Trim, 316 SS NACE B02F03FF | ROSEMOUNT, I
10-27340 | 2" 300 Warren ball valve, model 6305FS-26MHGRL6D, RF full port floating ball, WCB BODY, 3161RIM, RTFE seat, NACE, fire safe per API 607, locking lever handle | ROSEMOUNT, I
10-27350 | 2" 300# KF Ball Valve CS/SS/NACE/FS RF Full Port with Lever. MFG PN: KFE23011922G91 Unit Wt. 29 lbs. | ROSEMOUNT, I
10-27395 | 2" 300# Balon Swing Check Valve, Full Port 740# WP Steel Body, SS Seat Nace Trim MFG PN 2FC-33S-RF | ROSEMOUNT, I
10-27600 | 2"-600#-GMEC-Check Valve w/ NACE Trim | EMERSON PROC
10-28020 | 2" 600# Williams-Gate Valve w/ HWO & NACE Trim | ROSEMOUNT, I
10-29000 | 2" 600# SCV BAL0206L4FLZD1/X2500-PSUNI-EPB ESD Trunnion Ball Valve, RF, , Full Port, Lever Operated, A350 LF2 Body, A182 F6a Class 2 Obturator, A182 F6a Class 2 Seat Base Metal, A182 F6A Class 2 Stem Material, Viton GLT Seal Material, Devlon Seat Material, Bolted Body, N/A Packing, Standard Service, Firesafe, NACE MR-01-75, API 6D Design, API 6D Test, API Monogram Assembled and Tested to Update Systems Universal power actuator with Super cap, 120vac/12vdc, on - off service, explosion proof, fail close. | ROSEMOUNT, I
102S | 3/4" STEEL LOCK NUT | ENDRESS + HA
10-300- GENERAL- 4WAY | ??? | ENDRESS + HA
10-30000 | 3"-150#-Balon-Full Port Ball Valve w/ Lever Handle & NACE Trim Ductile Iron PN 3F-F12N-RF | ENDRESS + HA
10-30015 | 3" 150# Balon Full Port R.F. ANSI 150 Steel Ball Valve. Carbon Steel Material Rated For 285psi PN 3F-F13N-RF W/Handle | ENDRESS + HA
10-30020 | Balon Ball Valve 316 S.S. Ball & Stem, Nace Freeze Resistant, Uni- Directional Sealing 3" Full Port R.F. Ansi 150 285# WP Steel with Handle 3FF13NRFUNI | ENDRESS + HA
10-30050 | 3"-150#-GMEC-Full Port Ball Valve w/ Lever Handle & NACE Trim | ENDRESS + HA
10-30075 | 3"-150#-Top-Full Port Ball Valve w/ Lever Handle & NACE Trim | ENDRESS + HA
10-31000 | 3" 150# Neway RF FP Trunnion Ball Valve A105 Body 316 Trim RPTFE NACE API-6D Gear Operated. MFG PN 3FP-5BS1R-A105N-16666-NC-G | ROSEMOUNT, I
10-31075 | 3" 150# RF FP WCB/316SS SWING CHECK INTEGRAL NACE API 6D HNBR SEAT-SEAL WARREN 3155-6IHHR6D-D | ROSEMOUNT, I
10-31080 | 3" 150# Warren Model WV6155FS3 Ball Valve, CS/RTFE/NACE/FS/RF Full Port
10-31085 | 3" 150# Warren Model 6155FS-TR Floating Ball Valve, RF FP BV CS/SS LO Black w/ Handle. | ROSEMOUNT, I
10-31095 | 3" 150# RF FP 4E Valve floating ball valve, WCB body, F316 SS ball, 316 SS stem, PTFE seat and thrust washer, Graphite packing, 304 SS+Graphite body gasket, lever operator, NACE, API 607 firesafe, API 598 pressure test; NO ISO MOUNTING PAD. MFG PN: 3.00-4E-41WCB16PGF-2F | SPECIALTY EQ
10-31100 | 3" 150# WARREN 2 PIECE FLOATING BALL VALVE, CARBON X STAINLESS, RAISED FACE ENDS, FULL PORT, A216-WCB BODY, SS TRIM, RTFE SEAT RING, GRAPHITE PACKING/SEALING, GRAPHITE GASKET, LEVER OPERATED, FIGURE# 6155FS, NACE MRO175 AND /ISO 15156 LATEST EDITION AND FIRE SAFE, FACTORY NEW LIMITORQUE QX-1 ELECTRIC ACTUATOR, 1/60/120VAC, NONINTRUSIVE OPEN/CLOSE STANDARD CONTROLS, OA CONTACTS, MOUNTED/FUNCTION TESTED. OPERATING TIME: APPROX. 5-20 SEC | ROSEMOUNT, I
10-31200 | 3" 150# KF Ball Valve CS/SS/NACE/FS RF Full Port with Lever. MFG PN: KFE21541922G91 Unit Wt. 65 lbs. | ROSEMOUNT, I
10-31225 | 3" 150# WTV B03F01FF RF flanged end ball valve, carbon steel body, 316SS ball NACE, PTFE seat, full port, lever-operated | EMERSON PROC
10-31500 | 3"-150#-GMEC-Check Valve w/ NACE Trim | EMERSON PROC
10-31525 | 3"-150#-Balon-Check Valve w/ NACE Trim Carbon Steel 3F-C13S-RF | EMERSON PROC
10-31535 | 3" 150# Neway RF Swing Check Valve WCB Trim 8. MFG PN 3SN1RA8 | EMERSON PROC
10-31550 | 3"-150#-Williams-Check Valve w/ NACE Trim | VINSON PROCE
10-31600 | 3" 150# Warren swing check valve WCB body/API trim 8/bolted cover/graphite gasket/RF, model 3155-8 | GK TECHSTAR
10-31625 | 3" 150# WTV C03F01A RF FLANGED SWING CHECK VALVE, CARBON STEEL BODY, A105+13CR TRIM NACE, API 6D | ENDRESS + HA
10-31825 | 3"-600#-GMEC Ball Valve | ROSEMOUNT, I
10-31840 | 3” 600# WTV Nace trim carbon steel ball valve | EMERSON PROC
10-32000 | 3"-150#-GMEC-Globe Valve w/ HWO & NACE Trim | EMERSON PROC
10-32020 | 3" 150# Williams Globe-RF Flanged-API Trim 5 (NACE)-A216 WCB. MFG PN 3 152F3N.
10-32025 | 3"-150#-Williams-Globe Valve w/ HWO & NACE Trim | ROSEMOUNT, I
10-32100 | 3” 150# Neway globe valve WCB trim 8 HWO API-623 MFG PN 6GLI1RA8-LPS-ULE1P | ROSEMOUNT, I
10-32130 | 3" 150# Warren WCB/8N BB OS&Y GLOBE VALVE RF NACE 2155-8N-623. | ROSEMOUNT, I
10-32995 | 3" 300# Balon Ball Valve Model NACE Trim Full Port Carbon Steel 3F-F33N-RF
10-33000 | 3" 300# Balon Check Valve 3F-C33S-RF | ROSEMOUNT, I
10-33025 | 3" 300# WTV Floating Ball Valve, RF-FP A216WCB Body, 316 SS Ball NACE, PTFE Seat, w/ Lever. MFG. PN B03F03FF. | ROSEMOUNT, I
10-33200 | 3" 300# WTV API 6D Check Valve, RF A216WCB Body, A105+13CR Trim NACE. MFG. PN C03F03A. | ROSEMOUNT, I
10-36085 | 3" 600# Warren Model 3600360561VVR Swing Check Valve, RF CS/SS API 6D. | ROSEMOUNT, I
10-36625 | 3"-600#-Balon-Full Port Ball Valve w/ Lever Handle & NACE Trim MFG PN 3F-F63N-RF | ROSEMOUNT, I
10-36640 | 3" 600# Warren Ball Valve RF FP BV CS/SS LO Floater 6605FS-26MHGRL6D
10-36700 | 3” 600# SCV BAL0306B1241RLFZ41DC/S/X5000-PSUNI-EPB RF flange full port ESD trunnion ball valve, A350 LF2 body, Devlon Seat, Viton GLT seal, Nace, Firesafe, assembled and tested to Universal Power 24VDC/120VAC fail safe explosion proof on-off actuator with super cap
10-36800 | 3"-600#-GMEC-Check Valve w/ NACE Trim | ROSEMOUNT, I
10-36815 | 3" 600# Williams Swing Check Valve with Nace Trim PN 601F2N | ROSEMOUNT, I
10-36850 | 3"-600#-Balon-Check Valve w/ NACE Trim 3F-C63S-RF | ROSEMOUNT, I
10-36890 | 3" 600# WHEATLEY CS F.E. CHECK VALVE NACE TRIM MFG PN #510-035144-121 | ROSEMOUNT, I
10-36895 | KIT - 3" 600# WHEATLEY CS F.E. CHECK VALVE NACE TRIM MFG PN #510-035144-121 2 VITON 0 RINGS, 1 FOR THE CLAPPER SEAT (#248) AND THE 0THER FOR THE C0VER (#340)
10-36900 | 3” 600# WTV Nace trim carbon steel swing check valve
10-39975 | Handle, Balon 3" & 4" Ball Valve MFG PN: P4127DI
10-40000 | 4"-150#-GMEC-Full Port Ball Valve w/ Lever Handle & NACE Trim
10-40015 | 4"-150#-WTV-Full Port Ball Valve w/ Lever Handle & NACE Trim. Carbon Steel Body, 316SS Ball, PTFE Seat. MFG PN: B04F01FF
10-40025 | 4"-150#-Balon-Full Port Ball Valve w/ Lever Handle & NACE Trim. Ductile Iron Material Rated For 250psi PN 4FF12NRF
10-40030 | 4" 150# Balon Full Port R.F. ANSI 150 Steel Ball Valve. Carbon Steel Material Rated For 285psi 4F-F13N-RF
10-40035 | 4" Balon Full Port with Handle R.F. Ansi 150 285# WP Steel Ball Valve 316 S.S. Ball & Stem, Nace Freeze Resistant, Uni- Directional Sealing 4FF13NRFUNI
10-40050 | 4"-150#-Top-Full Port Ball Valve w/ Lever Handle & NACE Trim
10-40100 | 4" 150# KF Ball Valve CS/SS/NACE/FS RF Full Port with Lever. MFG PN: KFE21561922G91 Unit Wt. 97 lbs.
10-40130 | 4" 150# RF FP Valve floating ball valve, WCB body, F316 SS ball, 316 SS stem, PTFE seat and thrust washer, Graphite packing, 304 SS+Graphite body gasket, lever operator, NACE, API 607 firesafe, API 598 pressure test. MFG PN: 4.00-4E-41WCB16PGF-2F | VECTOR
10-40145 | 4" 150# Neway RF FP Trunnion Ball Valve A105 Body 316 Trim RPTFE NACE API-6D Gear Operated. MFG PN 4FP-5BS1R-A105N-16666-NC-G | AWC, INC
10-40180 | 4" 150# Warren Model 6155FS-26MHGRL6D Floating Ball Valve, RF FP BV CS/SS LO API 6D Blue w/ handle. | AWC, INC
10-40185 | 4" 150# Warren Model WV6155FS4 Ball Valve, CS/RTFE/NACE/FS/RF Full Port | AWC, INC
10-40200 | 4" 150# RF FLOATING BALL VALVE A105N BODY 316 TRIM RPTFE/VITON LEVER OP API-608 NEWAY 4FP-B1R-WCB-12662-NC | SWAGELOK WES
10-41200 | 4"-150#-GMEC-Check Valve w/ NACE Trim | SWAGELOK WES
10-41215 | 4"-150#-WTV-Check Valve w/ NACE Trim. Carbon Steel Body, A105+13CR Trim & API-6D. MFG PN: C04F01A | SWAGELOK WES
10-41225 | 4"-150#-Balon-Check Valve w/ NACE Trim 4F-C13S-RF | SWAGELOK WES
10-41250 | 4"-150#-Williams-Check Valve w/ NACE Trim | GK TECHSTAR
10-41275 | 4" - 150# - DSI Check Valve | GK TECHSTAR
10-41300 | WARREN 4" 150# SWING CHECK VALVE WCB BODY/API TRIM 8/BOLTED COVER/GRAPH GSKT/RF, MODEL 3155-8 | GK TECHSTAR
10-41305 | 4" 150# Warren model 4150315561VVR swing check valve, CS x SS API-6D. | GK TECHSTAR
10-43000 | 4"-150#-GMEC-Globe Valve w/ HWO & NACE Trim Felix Enegy 20102-01 | GK TECHSTAR
10-43015 | 4"-150#-Williams-Globe Valve w/ HWO & NACE Trim PN 152F2N | GK TECHSTAR
10-43540 | 4" 150# - Williams Gate Valve w/ NACE Trim 15F2N - 2804WM | REOTEMP
10-43555 | 4" 150# DSI Gate Valve | REOTEMP
10-43600 | 4" 150 ABZ Butterfly Valve, 402 Series, 108 Trim, NACE MR0175, Lug, WCB Body, 316 SS Disc, 17-4 SS Stem, RTFE + 316 SS Seat, GRAPHITE Packing, with gear operator | REOTEMP
10-43615 | 4" 150# ABZ Butterfly Valve NACE 412 Series, 408 Trim, NACE MR0175, Cl 150, Lug, WCB Body, 316 SS Disc, 17-4 SS Stem, RMTFE + INCONELL Seat, GRAPHITE Packing, Gear Operated. | REOTEMP
10-43625 | 4" BRAY Butterfly Valve S41 4" CS,316,17-4,RTFE/SILI" Bray HPBFV ANSI Class 150. Lug Style. Body: ASTM A216 Gr WCB Carbon Steel Disc: ASTM A351 Gr CF8M Stainless Steel Stem: 17-4PH Stainless Steel Seat: RTFE with Silicone Rubber Energizer Lever Op BRAY 410400-11001466 | REOTEMP
10-45000 | 4” 300# WTV RF FLANGED END BALL VALVE, CARBON STEEL BODY, 316SS BALL, NACE, PTFE SEAT, FULL PORT, LEVER-OP B04F03FF | REOTEMP
10-45055 | 4" 300# Balon Full Port R.F. 740# WP Steel Ball Valve 316 S.S. Ball & Stem, Nace MFG PN: 4FF33NRF. Valve to include 3-4" Bore Handle MFG PN: P4127DI. | REOTEMP
10-45100 | 4" 300# KF Ball Valve CS/SS/NACE/FS RF Full Port with Lever. MFG PN: KFE23061922G91 Unit Wt. 97 lbs. | REOTEMP
10-45475 | 4" 300# Balon 4FC33SRF full port SS seat NACE trim 740# WP swing check valve. | REOTEMP
10-45500 | 4"-300#-GMEC-Check Valve w/ NACE Trim | REOTEMP
10-45505 | 4" 300# Wheatley Swing Check Valve w/ Nace Trim | REOTEMP
10-45520 | 4"-300#-WTV-Check Valve w/ NACE Trim. Carbon Steel Body, A105+13CR Trim & API-6D. C04F03A | REOTEMP
10-46000 | 4"-600#-GMEC-Full Port Ball Valve w/ Lever Handle & NACE Trim | ELLIOTT ELEC
10-46010 | 4" 600# Balon Ball Valve, 4FF63RF, 4" Full Port R.F. ANSI 600 | ODESSA PUMPS
10-46015 | 4" 600# Balon CS Full Port Nace Trim Ball Valve. MFG PN: 4F-F63N-RF | DYKMAN ELEC
10-46020 | 4" 600# Neway RF FP Trunnion Ball Valve A105 Body ENP Trim RPTFE NACE API-6D Gear Operated. MFG PN 4FP-5BS6R-A105N-17333-NC-G | ELLIOTT ELEC
10-46040 | 4" 600# Warren Model 6605FS-26MHGRL6D Floating Ball Valve, RF FP BV CS/SS LO w/ Handle. | AWC, INC
10-46230 | 4" 600# Balon Swing Check Valve, Full Port 1480# WP with Stainless Steel Seat NACE. MFG PN: 4FC63SRF | VINSON PROCE
10-46240 | 4" 600# Wheatley Check Valve RF WCC Body, SS Disc, Buna Seals, NACE API 6D. MFG PN: 510-045144-121
10-46241 | Kit, 4" 600# Wheatley Check Valve Viton Orings 257/349 | VINSON PROCE
10-46245 | 4" 600# Williams Swing Check Valve with NACE Trim. MFG PN: 601F2N | VINSON PROCE
10-46250 | 4"-600#-GMEC-Check Valve w/ NACE Trim | VINSON PROCE
10-46300 | 4" 600# Neway RF Swing Check Valve WCB Trim 8. MFG PN 4SN6RA8 | HATFIELD AND
10-48500 | 4" 600 # SCV BAL0406L4FBZD1/X5000-PSUNI-EP ESD Trunnion Ball Valve, RF, Full Port, Bare Stem Operated, A350 LF2 Body, A182 F6a Class 2 Obturator, A182 F6a Class 2 Seat Base Metal, A182 F6A Class 2 Stem Material, Viton GLT Seal Material, Devlon Seat Material, Bolted Body, N/A Packing, Standard Service, Firesafe Design, NACE MR-01-75, API 6D Design, API 6D Test Assembled and Tested to Update Systems Actuator with super cap, Universal Power, 120vac/24vdc, on-off service, fail close, explosion proof. | SURE SHOT
10519SW | WASHEDRECYC WHT 40LB | HATFIELD AND
105PM | EDW 105PM PIPE-MOUNT | DAVIS & DAVI
10-60000 | 6"-150#-GMEC Ball Valve w/ Lever Handle | SURE SHOT
10-60100 | 6"-150#-GMEC Ball Valve w/ Gear Operated Handle | VINSON PROCE
10-60275 | 6" 150# WTV MFG PN B06F01FF Full Port Ball Valve w/ Lever Handle & NACE Trim. Carbon Steel Body, 316SS Ball, PTFE Seat. | ELLIOTT ELEC
10-60300 | 6"-150#-Balon-Carbon Steel Full Port Ball Valve w/ Gear Op & NACE Trim MFG PN 6F-F13N-RF | RAM TOOL
10-60325 | 6" 150# KF Ball Valve CS/SS/NACE/FS RF Full Port with Lever. MFG PN: KFE17201922G91 Unit Wt. 215 lbs. | ELLIOTT ELEC
10-60330 | 6" 150# KF Ball Valve w/ NACE II Trim Upgrade CS/SS/TFE/HNBR RF Full Port with Lever. MFG PN: KFE1720-1922G21 Unit Wt. 215 lbs. | ELLIOTT ELEC
10-60355 | 6" 150# Neway RF FP Trunnion Ball Valve A105 Body ENP Trim Devlon NACE API-6D Gear Operated. MFG PN 6FP-5BS1R-A105N-56333-NC-G | ELLIOTT ELEC
10-60400 | 6" 150# Warren Model WV6155FS6 Ball Valve, CS/RTFE/NACE/FS/RF Full Port | ELLIOTT ELEC
10-60410 | 6" 150# RF FP WCB/316SS SWING CHECK INTEGRAL NACE API 6D HNBR SEAT-SEAL WARREN 3155-6IHHR6D-D | ELLIOTT ELEC
10-60425 | 6" 150# Warren Model 6155FS-TR-G Ball Valve, RF FP BV CS/SS GO Floater Blue w/ Handle. | RELIANCE
10-60500 | 6" 150# DSI 137XU SWING CHECK VALVE, RAISED FACE FLANGED, BOLTED BONNET, WCB BODY, 13CR/HF TRIM, 13CR/HF SEAL, 13CR/HF SEAT, NACE, MR0175/MR0103, API 594 | TEINERT META
10-61000 | 6"-150#-GMEC-Check Valve w/ NACE Trim | DEALERS
10-61125 | 6"-150#-Williams-Check Valve w/ NACE Trim MFG PN: 15F2N - 2804WM | CITY PIPE
10-61200 | 6"-150#-Balon-Check Valve w/ NACE Trim PN 6F-C13S-RF | CITY PIPE
10-61210 | 6” 150# RF Neway API 594 swing check valve, A216 WCB CS body, Trim 12, 316 disk/stem/backseat, NACE, Fire Safe. MFG PN: 6S1RA12-NCNRD4 | CITY PIPE
10-61215 | 6" 150# Neway RF Swing Check Valve WCB TRIM 8. MFG PN 6SN1RA8 | CITY PIPE
10-61505 | 6" 150# - Williams Gate Valve w/ NACE Trim 15F2N - 2806WM | CITY PIPE
10-61510 | 6" 150# WARREN WEDGE GATE VALVE, RFFE, API-60 Trim 8, w/ LIMITORQUE MXA-20-77/ V2 (4:1) ELECTRIC ACTUATOR 480/3/60, 77 RPM | CITY PIPE
10-61520 | 6" 150# WARREN WEDGE GATE VALVE, RFFE, API-600 OS&Y BODY STYLE, WCB BODY, TRIM 8 NACE | CITY PIPE
10-61525 | 6" 150# WARREN WCB/8N BB OS&Y GATE VALVE w/ NACE RF 1155-8N-624 | CITY PIPE
10-61600 | 6"-150#-TOP-Globe Valve w/ HWO. TJFGB -150 OS & Y, Rising Stem, Plug Disc, Bolted Bonnet Threaded Seat Ring, ASTM A216 WCB NACE MR-0175 Handwheel Operator | CITY PIPE
10-61625 | 6" 150# Neway RF Globe Valve WCB Trim 8 HWO API-623. MFG PN 6GLI1RA8-LPS-ULE1P | CITY PIPE
10-61700 | 6" 150 ABZ Butterfly Valve, NACE, 402 Series, 108 Trim, NACE MR0175, Lug, WCB Body, 316 SS Disc, 17-4 SS Stem, RTFE + 316 SS Seat, GRAPHITE Packing LIMITORQUE QX-3-B4 ELECTRIC ACTUATOR, 460/3/60, B4 BASE | CITY PIPE
10-61725 | 6" 150 ABZ Butterfly Valve, 402 Series, 108 Trim, NACE MR0175, Lug, WCB Body, 316 SS Disc, 17-4 SS Stem, RTFE + 316 SS Seat, GRAPHITE Packing, with gear operator | CITY PIPE
10-61770 | 6" 150 ABZ Butterfly Valve, 412 Series, 408 Trim, (NACE MR0175 Body, Disc, Stem), Cl 150, Lug, WCB Body, 316 SS Disc, 17-4 SS Stem, RMTFE + Inconel 718 Seat, Graphite Packing | CITY PIPE
10-63000 | 6"-300#-GMEC-Full Port Ball Valve 6B3-L/O lever op | CITY PIPE
10-63025 | 6" 300# Balon CSFP NACE Trim Ball Valve 6F-F33N-RF | CITY PIPE
10-66000 | 6"-600#-GMEC-Full Port Ball Valve w/ Gear Operator & NACE Trim | CITY PIPE
10-66010 | 6" 600# Balon Ball Valve, 6FF63RF, 6" Full Port R.F. ANSI 600 | CITY PIPE
10-66025 | 6" 600# GMEC 6S6 RF FE Swing Check Valve Carbon Steel x Trim #8 | CITY PIPE
10-66100 | 6" t00# Balon Check Valve, 6FC63SRF, 6" Full Port R.F. | CITY PIPE
10-66120 | 6"-600#-Balon-Full Port Ball Valve | CITY PIPE
10-6X1 TOL | Bonney Forge taper bore design | MCCARTY EQUI
10-80055 | 8"-150#-GMEC-Full Port Ball Valve w/ Gear Operator & NACE Trim | MCCARTY EQUI
10-80080 | 8"-150#-Balon-Full Port Ball Valve w/ Gear Operator & NACE Trim. Carbon Steel Material rated for 285 psi. MFG PN: 8FF13NRF | CITY PIPE
10-81050 | 8" 150# Williams Swing Check Valve with NACE Trim | CITY PIPE
10-81075 | 8" 150 CRANE SWING CHECK VALVE, MODEL 147XU, WCB BODY, RF FLANGED, HFS- TRIM 8, MODIFIED TO NACE, BOLTED COVER | CITY PIPE
10-81100 | 8"-150#-Warren-Check Valve w/ NACE Trim | CITY PIPE
10-81400 | 8" x 8" 150# RFFP WKM trunnion mounted ball valve, API-6D API-607 Nace, Long pattern | CITY PIPE
10-81500 | 8" 150# General Twin seal gear op. reg. port, viton seal API-6D Chrome plated | CITY PIPE
10-81600 | ??? | CITY PIPE
10-83115 | 8" 150 ABZ Butterfly Valve, 402 Series, 108 Trim, NACE MR0175, Lug, WCB Body, 316 SS Disc, 17-4 SS Stem, RTFE + 316 SS Seat, GRAPHITE Packing, with gear operator | CITY PIPE
108360900 9 INCH | CS 9" X 1/4" RED MOH | CITY PIPE
10-84010 | 8" 300# DSI 149XU-N SWING CHECK VALVE, RAISED FACE FLANGED, BOLTED BONNET, WCB BODY, API TRIM 8, SPIRAL WOUND SS GASKET, API 594, NACE | MCCARTY EQUI
10-84025 | 8" 300# WARREN WEDGE GATE VALVE, RAISED FACE FLANGED ENDS, API- 600 OS&Y BODY STYLE, WCB BODY, TRIM 8 NACE, HANDWHEEL OPERATED, FIGURE# 1305-8N, FACTORY NEW | MCCARTY EQUI
10-86010 | 8" 600# Balon Ball Valve, 8FT63RF, 8" Full Port R.F. ANSI 600 | CITY PIPE
108S | 3" STEEL LOCKNUT | CITY PIPE
10-90035 | 10" 150 CRANE SWING CHECK VALVE, MODEL 147XU, WCB BODY, RF FLANGED, HFS- TRIM 8, MODIFIED TO NACE, BOLTED COVER | CITY PIPE
10-90060 | 10" 150# WARREN WEDGE GATE VALVE, RAISED FACE FLANGED ENDS, API-600 OS&Y BODY STYLE, WCB BODY, TRIM 8 NACE, HANDWHEEL OPERATED, FIGURE# 1155-8N, FACTORY NEW | CITY PIPE
10-90065 | 10" 150# WARREN GATE VALVE WCB/TRIM 8 BB OS&Y RF MFG PN 1155-8N NACE NOTE: ACTUATOR PLATE INSTALLED – NO GEAR OPERATOR | CITY PIPE
10-90070 | 10" 150 ABZ Butterfly Valve, 412 Series, 408 Trim, NACE MRO-175 Cl 150, Lug, WCB Body, 316 SS Disc, 17-4 SS Stem, RMTFE + Inconel 718 Seat, Graphite Packing LIMITORQUE QX-4-B4 ELECTRIC ACTUATOR, XP, 3/60/480VAC | CITY PIPE
10-90085 | 10" 150 ABZ Butterfly Valve, 402 Series, 108 Trim, NACE MR0175, Lug, WCB Body, 316 SS Disc, 17-4 SS Stem, RTFE + 316 SS Seat, GRAPHITE Packing, with gear operator | CITY PIPE
10-92325 | 12" 150# WARREN GATE VALVE WCB/TRIM 8 BB OS&Y RF MFG PN 1155-8N NACE NOTE: ACTUATOR PLATE INSTALLED – NO GEAR OPERATOR | CITY PIPE
10-92400 | 16" 150# DSI B37XUF-N WEDGE GATE VALVE, RAISED FACE FLANGED, BB, WCB BODY, API TRIM 8, BARE STEM, GRAPHITE PACKING & CFG 316SS/GRAFOIL GASKET, API 600, NACE, MOUNTING FLANGE TO MSS FA14, TORQUE: 351 FT. LBS., THRUST: 21547#, TURNS: 50.70, STEM DIMENSIONS: 1.75" O.D., 3 TPI, SINGLE LEAD, LH, ACME LIMITORQUE MXA-20/ V2 (4:1) ELECTRIC ACTUATOR, 460/3/60, 155 RPM | CITY PIPE
10A CIRCUIT BREAKER DIN RAIL | AWC PART NUMBER: PX 1019980PHOENIX CONTACT PART NUMBER: 1019980TMC 71C 10A Thermomagnetic circuit breakerREFERENCE LINE 011 OF QUOTE 2373109 | CITY PIPE
10H | 1/0 CU SPLIT BOLT | MCCARTY EQUI
10H 2 3/8 CPLG | ??? | MCCARTY EQUI
10HP MOTOR | ??? | CITY PIPE
10HP3600RPM | WEG W22 NEMA PREMIUM EFFICIANCY 10HP 2P 213/5T 3PH 230/460/380 V 60/50 HZ IC411 TEFC FOOT MOUNTED | CITY PIPE
10KVA TRANSFORMER | 10KVA Transformer | CITY PIPE
10RC10 | 12-10 awg ring term #10 bolt | CITY PIPE
10RC10E | 12-10 RING TERMINAL | CITY PIPE
10RC10FL | 12-10 FORK TERMINAL | CITY PIPE
10RC10FLE | 12-10 FORK TERMINALS | CITY PIPE
10RC14 | 12-10 awg yellow insulated terminal 1/4" bolt | CITY PIPE
10RC14E | 12-10 RING TERMINAL | CITY PIPE
10RC-14-E | 12-10 RING TERMINAL | CITY PIPE
10RC36 | 12-10 INS RING TERM | CITY PIPE
10RC38 | 12-10 INS RING TERM | CITY PIPE
10RC6FL | 12-10 Fork Terminal, yellow, #6 bolt | CITY PIPE
10RC6FLE | 12-10 FORK TERMINAL | CITY PIPE
10RC-6FL-E | 12-10 FORK TERMINAL | CITY PIPE
10RC8E | 12-10 RING TERMINAL | CITY PIPE
10RC-8-E | 12-10 RING TERMINAL | CITY PIPE
10RC8FL | 12-10awg Yellow fork terminals #8 bolt | CITY PIPE
10RC8FLE | 12-10 FORK TERMINALS | CITY PIPE
10RC-8FL-E | 12-10 FORK TERMINAL | CITY PIPE
10-STD-1-3.2V-19 | 10-STD-1-3.2V-19 - 10" Koflo Static Mixer - 10" Schedule STD (0.365" Wall) ASTM A106 Gr. B Carbon Steel Housing - Three (3) Fixed Low Pressure Loss Design Carbon Steel Mixing Elements and a Flow Straightening Vane - 10" ASTM A105 Carbon Steel ASME B16.5 Class 150 Raised Face Weld Neck Flanged Ends - Koflo® Blue Two-Stage Industrial Paint System with Corlar® 2.1 PR-P™ Epoxy Primer and Imron® 3.5 HG™ + Polyurethane Topcoat Length: 78" Net Weight: ~378.2 lb Attached Drawing: KD-1034 Pressure Loss: 4.42 psi @ 90,000 BPD | CITY PIPE
10-STD-1-4V-19 | ??? | CITY PIPE
10T 9LG SAW BLADE | Job # 21109-10 MIL 48-00-4713 10T 9LG SAW BLADE | CITY PIPE
10X 715-7150-HP-225-A | 10x 715-7150-HP-225-A | CITY PIPE
11" "TY-RAP" CABLE TIE | 11" "TY-RAP" CABLE TIE | CITY PIPE
11" CABLE TIE | 11" CABLE TIE | CITY PIPE
11,280 AL XHHW #400 WIRE | Job # 21109-10 Charge back to moms meals | CITY PIPE
1-1/2 150# FF GASKET | ??? | CITY PIPE
1-1/2 300# THD RF FLANGE | (blank) | CITY PIPE
1-1/2 300# THD RF GASKET | GASKET- 1-1/2 300/600 LAMONS CGI 316 IR WINDINGS CS OUTER RING | CITY PIPE
1-1/2 3000/6000# THD HEX PLUG | (blank) | CITY PIPE
1-1/2 IN COND BO 10EA | Job # 21109-10 Charge back to moms meals | CITY PIPE
1-1/2 INS GRD BSHNG | Job # 21109-10 Charge back to moms meals | CITY PIPE
1-1/2 PIPE XH DOMESTIC | 1-1/2 Pipe XH Domestic | CITY PIPE
1-1/2 RGD C COND BODY CVR | Job # 21109-10 Charge back to moms meals | CITY PIPE
1-1/2 STL S/S EMT CPLG | Job # 21109-10 Charge back to moms meals | EGGELHOF, IN
1-1/2 SW FLANGE | 1-1/2" 150# RF Socket Weld Flange | CITY PIPE
1-1/2 X 1 THD XH SWAGE | 1-1/2 x 1 Thd XH Swage | INDUSTRIAL
1-1/2 X 1 XH THD SWAGE | (blank) | CITY PIPE
1-1/2 X 2 S160 THD NIPPLES | 1-1/2 x 2 S160 thd nipples | INDUSTRIAL
1-1/2 X 2 XH NIPPLE | (blank) | INDUSTRIAL
1-1/2 X 2" 150# RV | 1 1/2" 150# RFF INLET X 2" 150# RFF OUTLET 8250 SERIES RELIEF VALVE, 2" BODY SET @ 285psi NACE, LIQUID SERVICE WITH TEST REPORT | INDUSTRIAL
1-1/2 X 2-1/2 S160 THD NIPPLES | 1-1/2 x 2-1/2 S160 thd nipples | INDUSTRIAL
1-1/2 X 3/4 THD BUSHINGS | 1-1/2 x 3/4 thd bushings 3000# | INDUSTRIAL
1-1/2 X 3/4 XH THRD SWAGE | (blank) | INDUSTRIAL
1-1/2" 150# FF GASKET | 1-1/2" 150# FF Paper Gasket | INDUSTRIAL
1-1/2" 150# FF WN SB FLANGE | 1-1/2" 150# FF WN SB Flange | INDUSTRIAL
1-1/2" 150# GASKET | (blank) | INDUSTRIAL
1-1/2" 150# RF BALL VALVE W/PNEUMATIC ACTUATOR | CONDENSATE SHUTDOWN BALL VALVE 1-1/2" FLO-TITE, FULL-FLO SERIES, MODEL F150-CS, FULL PORT, 2PC., 150 FLANGED, FIRE SAFE, CS BODY, SS TRIM, TFM SEATS, GRAPHITE SEALS, FLO-TITE F150-CS-FGG-L-040 ACTUATOR BETTIS RPES0100-SR4-CW / RPES0100.NU40CWALTN.L19SKB00XX / FAIL CLOSE ACTUATOR / SIZED @ 80 PSI - 120 PSI MOP / TOPWORX DXP-L21GNEB (2 GO SWITCHES, SPDT, NAMUR SHAFT) / FISHER 67CFR-239 (1/4" FILTER -REGULATOR W/ GAUGE - SET @ 80 PSI) / VERSA CSG-3321-316-XXN4-D024 SOLENOID VALVE/ SS FITTINGS & BREATHER VENT / 3/8" 316SS TUBING FOR COMPLETE ASSEMBLY MOUNTED TO SIDE OF ACTUATOR ON FLAT SS PLATE / MOUNTING HARDWARE INCLUDES, BRACKET, COUPLER, BOLTS TO ASSEMBLE VALVE TO ACTUATOR SDV-1901D | INDUSTRIAL
1-1/2" 150# RFF FLOATING BALL VALVE | FLOATING BALL VALVE VELAN F07-01402-SSE1WCB BODY, SS TRIM, MPTFE SEATS, FULL PORT, FIRE SAFE, LOCKABLE LEVER, B7M BOLTS, NACE | INDUSTRIAL
1-1/2" 150# THD RF FLANGE | (blank) | INDUSTRIAL
1-1/2" 2000# 316SS TEE | 1-1/2" 2000# 316SS TEE | INDUSTRIAL
1-1/2" 3000# THD HALF COUPLING | (blank) | INDUSTRIAL
1-1/2" 600# FLANGE XH | 1-1/2" Flange | INDUSTRIAL
1-1/2" 600# GASKET | 1-1/2" 600# Gasket | INDUSTRIAL
1-1/2" 600# GASKETS | 1-1/2" 600# Gaskets no inner ring | INDUSTRIAL
1-1/2" 600# X 2" 150# RV | 1 1/2" 600# RFF INLET X 2" 150# RFF OUTLET 8250 SERIES RELIEF VALVE, 2" BODY SET @ 1480psi NACE, LIQUID SERVICE WITH TEST REPORT | CITY PIPE
1-1/2" 800 CLASS SWING CHECK VALVE SOCKET WELD END | FORGED BOLTED BONNET SWING CHECK VALVE VELAN S07-2114B-02TS800 CLASS API 602 - S -THREADED - VERTICAL BONNET STYLE : BOLTED BONNET (FORGED), BODY MATERIAL : 02 - A105, TRIM MATERIAL : TS - WEDGE/DISC, SURFACE: CoCr ALLOY**SW BOTH ENDS** | EGGELHOF, IN
1-1/2" 90 XH | 1-1/2" 90 XH | CITY PIPE
1-1/2" 90D | 1-1/2" 90D | MCCARTY EQUI
1-1/2" BALL VALVE | 1-1/2 Thd Ball Valves CS 3000# | CITY PIPE
1-1/2" BASKET STRAINER | TITAN BS35CS-1-1/2” THREADED BASKET STRAINER, CARBON STEEL BODY, BOLTED LID, ANSI 300# WITH A STANDARD 1/16” PERF, 304SS BASKET INSTALLED | INDUSTRIAL
1-1/2" BUSHING | 1-1/2" Bushing | CITY PIPE
1-1/2" CHECK VALVE | 1-1/2 thd Check Valve CS 3000# | INDUSTRIAL
1-1/2" ELBOLET THRD | ??? | INDUSTRIAL
1-1/2" FLANGE | 1-1/2'' 150# FF SOCKET WELD XHB FLANGE | INDUSTRIAL
1-1/2" FULL COLLAR | 1-1/2" THD XH 3000# Full Collar. Endeavor 22116-01 | INDUSTRIAL
1-1/2" GROUND BUSHING | 1-1/2" Ground Bushing | CITY PIPE
1-1/2" HALF COLLAR | 1-1/2" THD XH 3000# Half Collar. Endeavor 22116-01 | CITY PIPE
1-1/2" LEVEL SWITCH | 02-15700905 MLS-015-TF, Level Switch | INDUSTRIAL
1-1/2" PIPE | 1-1/2" XH Domestic Pipe. Endeavor 22116-01 | INDUSTRIAL
1-1/2" PIPE PLUG | 1-1/2" Pipe Plug | INDUSTRIAL
1-1/2" PIPE XH DOMESTIC | 1-1/2" Pipe XH Domestic | INDUSTRIAL
1-1/2" PLUGS | 1-1/2" Plugs | INDUSTRIAL
1-1/2" S80 PIPE | 1-1/2" S80 Pipe | INDUSTRIAL
1-1/2" SHARPE VALVE | Sharpe 1 1/2 150# RF FP Ball Valve | CITY PIPE
1-1/2" THD VALVE 2000# | 1-1/2" Thd Valve 2000# | MCCARTY EQUI
1-1/2" THRD O-LET | 1-1/2" THRD O-LET ON 3" PIPE, 3000# 316SS | CITY PIPE
1-1/2" UNION | 1-1/2" THD 3000# Union. Endeavor 22116-01 | CITY PIPE
1-1/2" X 1 BUSHING | ??? | CITY PIPE
1-1/2" X 1" BUSHING | 1-1/2" x 1" Bushing | CITY PIPE
1-1/2" X 1/2" BUSHING | 1-1/2" X 1/2" 3000# 316SS THREADED BUSHING | CITY PIPE
1-1/2" X 12" 316SS NIPPLE | 1-1/2" X 12" 316SS SCH 80 TBE SEAMLESS NIPPLE | CITY PIPE
1-1/2" X 4" NIPPLE | 1-1/2" X 4" 316SS SCH 80 TBE SEAMLESS NIPPLE | CITY PIPE
1-1/2" XH PRESSURE PIPE | (blank) | CITY PIPE
1-1/2” 300# FF GASKET | 1-1/2” 300# FF gasket | CITY PIPE
1-1/2” HALF COLLAR THD 3000# | 1-1/2” Half collar thd 3000# | CITY PIPE
1-1/2” THD UNIONS 3000# | 1-1/2” thd unions 3000# | CITY PIPE
1-1/2FF03NSE | 1 1/2" Full Port S.E. 3,000# WP Steel Ball Valve 316 S.S. Ball & Stem, Nace | CITY PIPE
1-1/2-STEEL THINWALL CONDUIT | Job # 21109-10 Charge back to moms meals | INDUSTRIAL
1-1/2X2-GALV-NIP | (blank) | INDUSTRIAL
1-1/2X4-GALV-NIP | (blank) | INDUSTRIAL
1-1/4 X 1, 1 HP | 1-1/4 X 1, 1 HP 3600RPM Single Phase 56C Electric Motor | INDUSTRIAL
1-1/4 X 8 HOT ROLLED FLAT | Total of 50' split between (8) skids | INDUSTRIAL
1-1/4" CONDUIT | 1-1/4" Conduit | INDUSTRIAL
1-1/4" PLATE *RED* | (1) sheet of 96" X 48" | INDUSTRIAL
1-1/4" X 1" HEX THD BUSHING | (blank) | INDUSTRIAL
1-1/4" X 2" XH SWAGE TBE | 1-1/4" x 2" XH Swage TBE | INDUSTRIAL
1-1/4" X 7" STUDS | ??? | INDUSTRIAL
1-1/4" X 7-1/2 STUDS | ??? | INDUSTRIAL
1-1/4X3/4 WASHER 2EA | Job # 21109-10 Charge back to moms meals | INDUSTRIAL
1-1/8 STUDS | 1-1/8" X 6" ASTM A 193 B7 STUDS W/2 2H HEX Studs | INDUSTRIAL
1-1/8" STUDS | ??? | INDUSTRIAL
1-1/8" X 7 STUDS | ??? | MCCARTY EQUI
1-1/8" X 8 CAD STUDS W/NUTS | 1-1/8" x 8 Cad Studs W/Nuts | UP&S, INC
1-1/8" X 8 STUDS | ??? | UP&S, INC
1-1/8" X 8" CAD STUD | (blank) | EGGELHOF, IN
1-1/8” X 8” CAD BOLTS | 1-1/8” x 8” cad bolts | EGGELHOF, IN
11’ 1/4" HYD HOSE | 11’ Hose & Assembly | EGGELHOF, IN
11-00550 | 8" Sample Pot Lid - K&L 310 8" CS Press Dome Lid - Complete | UP&S, INC
11-00555 | 8" Sample Pot Lid - Clay & Bailey #1197 8" CS Press Dome Lid - Complete | UP&S, INC
11-00575 | Sample Pot Ring 3/8" C/S 15-3/4" x 8-3/8" ID | INDUSTRIAL
11-00750 | Mechanical Seal - Price 1-1/4" x 1" CD100AI Sample Pot Pump with Type 6A Buna/Carbon Washer/Ceramic Seat . MFG PN: 0538 | MCCARTY EQUI
11-00755 | Gasket - Mechanical Seal for Price 1-1/4" x 1" CD100AI Sample Pot Pump. Synthetic Fiber MFG PN: 0506 | DEALERS
11-00760 | Repair Kit - Price 1-1/4" x 1" CD100AI Sample Pot Pump. Includes: keyed shaft w/ set screws, impeller lock down bolt & flat washer, impeller lock washers & impeller lock down key. MFG PN: 2205 | DEALERS
1102DC | 1/2" Diecast Chased nipple | CITY PIPE
110V SOLENOID | ??? | CITY PIPE
110V SOLENOIDS | ??? | MCCARTY EQUI
11-15015 | Fifteen Gallon Sample Container Ø API 8.3 Independent Lab Certified Ø Non-ASME Code 14.9 PSI @100 Degrees F Ø Fifteen (15) gallon capacity tank Ø Clay-Bailey quick open closure Ø Internally Coating – Sherwin Williams Phenicon Ø Stainless steel spray bar w/nozzle to obtain complete mixing Ø Adjustable PSV Ø Non-adjustable vacuum breaker Ø Site Glass – Redline sight glass with gauge cocks and hail guard Ø Level Switch – Rosemount 2120 ¾” NPT connection Ø Vortex breaker Ø MP-60 Centrifugal 20GPM @ 25 PSI, 3600 RPM, 1 HP 115/230-volt explosion proof motor Ø Electrical - sample skid shall be explosion proof with a manual on/off switch and heaters, sized to the load requirements of the motor. Fifteen Gallon Sample Container Ø API 8.3 Independent Lab Certified Ø Non-ASME Code 14.9 PSI @100 Degrees F Ø Fifteen (15) gallon capacity tank Ø Clay-Bailey quick open closure Ø Internally Coating – Sherwin Williams Phenicon Ø Stainless steel spray bar w/nozzle to obtain complete mixing Ø Adjustable PSV Ø Non-adjustable vacuum breaker Ø Site Glass – Redline sight glass with gauge cocks and hail guard Ø Level Switch – Rosemount 2120 ¾” NPT connection Ø Vortex breaker Ø MP-60 Centrifugal 20GPM @ 25 PSI, 3600 RPM, 1 HP 115/230-volt explosion proof motor Ø Electrical - sample skid shall be explosion proof with a manual on/off switch and heaters, sized to the load requirements of the motor. The bottom outlet to the inlet of the circulating pump shall be 1” and contain full port isolation valve. The discharge piping shall be CS and contain SS inline static mixer and CS isolation and circulation ball valves to circulate as well as to draw a sample. The excess product discharged shall be ½” piping and shall include ½” check valve and full port isolation valve. The container piping shall be arranged to avoid trapping BS&W in low spots and dead spaces and will permit complete evacuation of the sample container and piping. Ø Skid Support – Channel Base Ø Surface Preparation Internal – SSPC-SP-6 Ø Surface Preparation External – SSPC-SP-6 Ø Primer – Sherwin Williams Macropoxy 646 Ø Topcoat – Sherwin Williams Acrolon 218 HS Aliphatic Polyurethane BLM SHALE GREEN | CITY PIPE
11-20000 | 20 gal Sample Pot Fab | CITY PIPE
11-20020 | 1/2"X1/4" U2.0", 304SS, .385 BORE SAMPLE PROBE SP3040804U20 | MCCARTY EQUI
11-20025 | 1/2"X1/4" U4.0", 304SS, .385 BORE SAMPLE PROBE SP3040804U40 | CITY PIPE
11-20030 | 1/2"X1/4" U3.0", 304SS, .385 BORE SAMPLE PROBE SP3040804U30 | INDUSTRIAL
11-30015 | Myers CT07 1-1/4" x 1" Pump w/ 3/4HP XP 1 PH Baldor Motor | CITY PIPE
11-30040 | Price 1-1/4" x 1" CD100AI-400-6A111Y-75-36-1X6 All iron pump end, 4.00” impeller trim T.6A buna/carbon washer/ceramic seat mechanical seal Baldor Motor P/N 1434BA: ¾ HP 3600 RPM 1 Ph 60 Hz XP 56C 115/230v 9.8/4.9 FLA 1.00 B Division I, Class I, Group D, Class II, Group F&G FTLS, 416SS shaft | CITY PIPE
11-30045 | Price 1-1/4" x 1" CD100 General Purpose Pump with 4.00” impeller trim T.6A buna/carbon washer/ceramic seat mechanical seal. Driven by Marathon G873 ¾ HP 3600 RPM Explosion Proof 1 Ph 60 Hz XP 56C 115/230v | INDUSTRIAL
11-30050 | Flowserve Model SMP-1000, Size 1-1/4x1-4 General Purpose Centrifugal Pump with: All Iron Construction, Standard T-21 Single Component Mechanical Seal, 3-3/4" Diameter Impeller. Close Coupled to a Baldor 3/4HP, 3600 RPM, Explosion Proof, 1/60/110v, Electric Motor, Fr. 56C, Mounted on a Steel Base. | INDUSTRIAL
11-30055 | Flowserve Model SMP-1000, Size 1-1/4x1-4 General Purpose Centrifugal Pump with: All Iron Construction, Standard T-21 Single Component Mechanical Seal, 3-3/4" Diameter Impeller. Close Coupled to a Baldor 3/4HP, 3600 RPM, Explosion Proof, 3/60/460v, Electric Motor, Fr. 56C, Mounted on a Steel Base. | INDUSTRIAL
11-30065 | Flowserve Model SMP-1000, Size 1-1/4x1-4 General Purpose Centrifugal Pump with: All Iron Construction, Standard T-21 Single Component Mechanical Seal, 3-3/4" Diameter Impeller. Close Coupled to a Baldor 1HP, 3600 RPM, Explosion Proof, 115/230V, Single Phase Electric Motor, Fr. 56C, Mounted on a Steel Base. Plains Job# 19623 and 19625 | INDUSTRIAL
11-30080 | Flowserve Model SMP-1000, Size 1-1/4x1-4 General Purpose Centrifugal Pump with: Ductile Iron Construction, Standard T-21 Single Component Mechanical Seal, 3-3/4" Diameter Impeller. Close Coupled to a WEG 3/4HP, 3600 RPM, TEFC, 115/230V, Single Phase Electric Motor, Fr. 56C, Mounted on a Steel Base. | INDUSTRIAL
114 THERMOWELL | Rosemount 114C Thermowell 114CE0045TAB2SC017AA089B063D02R21 | INDUSTRIAL
114 THERMOWELL W/ CAP & CHAIN | Rosemount 114C Thermowell 114CE0025TAB2SC017AA089B063D02R06R21 114C Rosemount 114C Thermowell E Dimensional Units: English Units 0025 Immersion Length: XXX.X in, 1/4" increments from 0.5" to 100". Example: 0005 for 0.5" or 0062 for 6.25" T Mounting Style: Threaded AB Process Connections: 3/4 - 14 ANPT 2 Stem Style: Tapered Stem SC Thermowell Material: 316/ 316L Dual Rated 017 Head Length: XX.X in, 1/4" increments from 1.75" to 11.25". Example: 020 = 2" or 042 = 4.25" A Instrument Connection: 1/2"-14 ANPT A089 Root Diameter: 0.89" B063 Tip Diameter: 0.63" D02 Bore Diameter: 6.6 mm (0.260 in) R06 Stainless Steel Plug and Chain: Stainless Steel Plug and Chain R21 Thermowell Calculation: Thermowell Calculation | INDUSTRIAL
11-40000 | SCS-8 Volume Regulator | INDUSTRIAL
11-40001 | Diaphragm, SCS VR-8 Volume Regulator 150 PSI, Viton Material. | INDUSTRIAL
11-40005 | SCS-15 Volume Regulator with Viton (Fluorocarbon) Diaphragm & vent breather, 0-300 psi. Material: 6061 Aluminum with 18-8 SS Screws Midco Machine to provide Diaphragm | INDUSTRIAL
11-40010 | Diaphragm, SCS VR-15 Volume Regulator 300 PSIG - Viton (Fluorcarbon) Material. MFG PN: B23403, 4C-200-15-CPV-1 | INDUSTRIAL
11-40015 | Cameron VR-15 Volume Regulator 300 PSIG | INDUSTRIAL
11-40020 | Diaphragm, Cameron VR-15 Volume Regulator 300 PSIG - Buna Material | INDUSTRIAL
11-40025 | 3/4"X1/4" U 4.0", 304SS, .385 BORE SAMPLE PROBE SP3041204U40 | INDUSTRIAL
11-40040 | Chemtec VR-22-P-V2 Piston Sample Grabber - Swagelok Ball Valve, Stainless Steel Body, NBR Elastomer, ASCO 24v, EXP Solenoid, 300psi Rated, 145psi Differential w/ In-line Beveled SS Probe (1-22cc adjustable). (No Conformation Switch). PLEASE SPECIFY LINE SIZE AT TIME OF ORDER. 3" 150# | INDUSTRIAL
11-49925 | Parker 2-WAY 1/4" VALVE, SOLENOID 24 VDC 180psi MFG PN 71215SN2KN00N0H | INDUSTRIAL
11-49950 | Parker 2-WAY 1/4" VALVE, SOLENOID 120 VAC 180psi MFG PN 71215SN2KV00N0H | INDUSTRIAL
11-49975 | Parker 3-WAY 1/4" VALVE, SOLENOID 120 VAC 180psi MFG PN 71335SN2ENJ1N03 | INDUSTRIAL
114C ROSEMOUNT | Rosemount 114C Thermowell 114CE0045TAB2SC020AXW | INDUSTRIAL
114C ROSEMOUNT THERMOWELL | Rosemount 114C Thermowell 114CE0045TAB2SC020AXW | INDUSTRIAL
114C THERMOWELL | Rosemount 114C Thermowell 114CE0120PAK3SF032AXW | MCCARTY EQUI
114C THERMOWELL 114 | Rosemount 114C Thermowell 114CE0030TAB2SC017AR06R60 Whitewater Midstream Job# 21300 | MCCARTY EQUI
114C THERMOWELL ROSEMOUNT | Rosemount 114C Thermowell 114CE0020TAA2SC017AXW | UP&S, INC
114C TW | Rosemount 114C Thermowell 114CE0045TAB2SC020AXW 114C Rosemount 114C Thermowell E Dimensional Units: English Units 0045 Immersion Length: XXX.X in, 1/4" increments from 0.5" to 100". Example: 0005 for 0.5" or 0062 for 6.25" T Mounting Style: Threaded AB Process Connections: 3/4 - 14 ANPT 2 Stem Style: Tapered Stem SC Thermowell Material: 316/ 316L Dual Rated 020 Head Length: XX.X in, 1/4" increments from 1.75" to 11.25". Example: 020 = 2" or 042 = 4.25" A Instrument Connection: 1/2"-14 ANPT XW Sensor/ Thermowell Assemble to Options: Process ready assembly of a sensor and thermowell | UP&S, INC
114CE THERMOWELL | Rosemount 114C Thermowell 114CE0025TAB2SC017AA089B063D02R21 114C Rosemount 114C Thermowell E Dimensional Units: English Units 0025 Immersion Length: XXX.X in, 1/4" increments from 0.5" to 100". Example: 0005 for 0.5" or 0062 for 6.25" T Mounting Style: Threaded AB Process Connections: 3/4 - 14 ANPT 2 Stem Style: Tapered Stem SC Thermowell Material: 316/ 316L Dual Rated 017 Head Length: XX.X in, 1/4" increments from 1.75" to 11.25". Example: 020 = 2" or 042 = 4.25" A Instrument Connection: 1/2"-14 ANPT A089 Root Diameter: 0.89" B063 Tip Diameter: 0.63" D02 Bore Diameter: 6.6 mm (0.260 in) R21 Thermowell Calculation: Thermowell Calculation | CITY PIPE
114CE0015TAB2SC027AD04R06 | 114C Rosemount 114C Thermowell E Dimensional Units: English Units 0015 Immersion Length (U): XXX.X in, 1/4" increments from 0.5" to 100". Example: 0005 for 0.5" or 0062 for 6.25" T Mounting Style: Threaded AB Process Connections: 3/4 - 14 ANPT 2 Stem Style: Tapered Stem SC Thermowell Material: 316/ 316L Dual Rated 027 Head Length (H): XX.X in, 1/4" increments from 1.75" to 11.25". Example: 020 = 2" or 042 = 4.25" A Instrument Connection: 1/2"-14 ANPT R06 Stainless Steel Plug and Chain: Stainless Steel Plug and Chain | CITY PIPE
114CE0015TAB2SC027AXW | 114C Rosemount 114C Thermowell E Dimensional Units: English Units 0015 Immersion Length (U): XXX.X in, 1/4" increments from 0.5" to 100". Example: 0005 for 0.5" or 0062 for 6.25" T Mounting Style: Threaded AB Process Connections: 3/4 - 14 ANPT 2 Stem Style: Tapered Stem SC Thermowell Material: 316/ 316L Dual Rated 027 Head Length (H): XX.X in, 1/4" increments from 1.75" to 11.25". Example: 020 = 2" or 042 = 4.25" A Instrument Connection: 1/2"-14 ANPT XW Sensor/ Thermowell Assemble to Options: Process ready assembly of a sensor and thermowell | CITY PIPE
114CE0015TAB2SC027BXW | ??? | CITY PIPE
114CE0017TAB2SC017AXW | Rosemount 114C Thermowell 114CE0017TAB2SC017AXW | CITY PIPE
114CE0020TAB2SC022AXW | ??? | EGGELHOF, IN
114CE0045TAC2SC027A | 114C Rosemount 114C Thermowell E Dimensional Units: English Units 0045 Immersion Length (U): XXX.X in, 1/4" increments from 0.5" to 100". Example: 0005 for 0.5" or 0062 for 6.25" T Mounting Style: Threaded AC Process Connections: 1 - 11.5 ANPT 2 Stem Style: Tapered Stem SC Thermowell Material: 316/ 316L Dual Rated 027 Head Length (H): XX.X in, 1/4" increments from 1.75" to 11.25". Example: 020 = 2" or 042 = 4.25" A Instrument Connection: 1/2"-14 ANPT | INDUSTRIAL
114CE0050TAB2SF042AR06 | ??? | INDUSTRIAL
114CE0050TAB2SF042AXW | ??? | INDUSTRIAL
114CE0060TAB2SC032AQ8R06 | ??? | INDUSTRIAL
114CE0060TAB2SC032AQ8XW | ??? | INDUSTRIAL
114CE0080PAB2SF042AR06 | ??? | INDUSTRIAL
114CE0080PAB2SF042AXW | ??? | INDUSTRIAL
11-50000 | Parker 3-WAY 1/4" VALVE, SOLENOID 24 VDC 180psi MFG PN 71335SN2ENJ1N0H111C2 | INDUSTRIAL
11-50005 | Replacement coil, 24VDC, Parker Skinner Pt. No. H111C2 | INDUSTRIAL
11-50010 | Parker 3-WAY 1/4" VALVE, SOLENOID 24 VDC 250psi MFG PN 71315SN2EVJ1N0H111C2. STAINLESS STEEL BODY, SLEEVE & PLUNGER | INDUSTRIAL
11-50020 | Asco 24VDC Solenoid Valve, P/N:EF8262H007 2-Way Normally Closed, Explosion Proof, 1/4" NPT, SS Body, 150 PSI MAX. | MCCARTY EQUI
11-50025 | Asco 24VDC Solenoid Valve, P/N:EF8314H121 3 Way Normally Closed, Explosion Proof, 1/4" NPT, 3/32" orifice, SSBody, 11.4 Watt,150 PSI MAX. | CITY PIPE
11-50030 | ASCO SOLENOID VALVE, 2-way, Normally Closed, 3/8" NPT, Brass Body, NBR Seals, Explosion Proof, 24VDC Model: EF8263H115 24VDC 160PSI | CITY PIPE
11-50050 | Asco 120 VAC Solenoid Valve, PN EF8314H121, 3 Way Normally Closed, Explosion Proof, 1/4" NPT, 3/32" orifice, SS, 150 PSI | CITY PIPE
11-50055 | ASCO 120 VAC Solenoid Valve, PN EF8314H068, 3 Way Normally Closed, Explosion Proof, 1/4" NPT, 3/64" orifice, SS, 300 PSI. | CITY PIPE
11-50075 | ASCO 12-24VDC 3-WAY SOLENOID VALVE N.C. 250 PSI NEXT GEN VALVE 1/4" NPT X-PROOF COIL K# 323959, C# 250504-607. MFG PN: EE8314R068 12-24/DC | CITY PIPE
1-1500-WKM- 310-2168064-15- 21 | VALVE, BALL, FLOATING, 1 IN (25 MM) X 1 IN (25 MM), B138-CS3-42-S2 FIGURE NUMBER, THREADED END (FXF), WKM, 310C5, 1500 PSI (103 BAR) MOP, 450 PSI (31 BAR) MOP AT MAX TEMP, CARBON STEEL, LOW TEMP BODY, CF8M/316 SS BALL, TYPE 630 SS STEM, FILLED PTFE SEAT, WRENCH WITH LOCK DEVICE LESS LOCK, API 607, B16.34, -50 F (-46 C) - +500 F (+260 C), ADJUSTABLE STEM PACKING | CITY PIPE
11-59890 | BOARD, 9A-50142307663 CONTROL, SPEED, CD20, 24VDC, FOR UL APPROVED ASSEMBLIES | CITY PIPE
11-60000 | DRIVE ASSEMBLY, CD-20, 24 VDC PN 60CF-0866 9A-50132307666 CD-20 DRIVE | CITY PIPE
11-60001 | 60CF-0859 C22 TC sampler 1" ext Cameron 9A-50132150966 | CITY PIPE
11-60010 | C22 TC sampler 20in Ext 9A-50132151092(16" Pipe) | CITY PIPE
11-60011 | C22 TC sampler 22" Ext. Sensia MFG PN 9A-50132150264. 24" Std. Wall Pipe Schedule 40. | CITY PIPE
11-60012 | C22 TC sampler 26" Ext Cameron 9A-50132150260 | CITY PIPE
11-60014 | 60CF-1771 C22 TC sampler 14in ext | CITY PIPE
11-60016 | Clif Mock "True Cut" model C-22 Sample Probe Part Number 9A-50132150994 as follows: Complete with stainless steel construction. Sixteen inch(16") extension Length Probe to insert into customer's pipeline. Sample grab size is 1.5 cc per grab, and will mount into the thread-olet. This sampler is rated for between 30-195 psig get a pressure rating of 195-1500 psig M.A.O.P., then a PEV-3C Pressure Equalizing valve will be needed. (PEV-3C is not included, sold separately) (6" & 8" Pipe) | CITY PIPE
11-60018 | 60CF-1333 C22 TC sampler 18 in ext | TEINERT META
11-60020 | Clif Mock U-22 Adapter w/ 2" 150# RF Flange Carbon Steel MFG PN: 9A-50132200408 | CITY PIPE
11-60035 | Pressure Equalizing Valve PEV-3C MFG PN: 9A-50132150403. PEV is recommended for any installation where line pressure exceeds 195 psi. Stainless Steel construction Rated 1500 psi Two (2) 1/4" NPT connections for sample inlet,& balance line & 1/8" NPT sample outlet. Unit connects between the probe outlet and the sample receptacle inlet port | ELLIOTT ELEC
11-60120 | Superior Product Environmental Safety Gauge Assembly 27" C to C Viewing Glass | CITY PIPE
11-60140 | Superior Product Environmental Safety Gauge Assembly 27 1/2" C to C Viewing Glass | VINSON PROCE
11-60150 | Superior Product Environmental Safety Gauge Assembly 28" C to C Viewing Glass
11-60190 | Superior 1/2" Brass Gauge Valve MFG PN SP-50-05000
11-60195 | Superior 1/2" Carbon Steel Gauge Valve MFG PN: SP-STV-50CS
11-60200 | Superior 3/4" Carbon Steel Gauge Valve MFG PN: SP-STV-75CS
11-61000 | LEVEL GAUGE INDICATOR, SIGHT FLOW KSF-HT-T-.375-V-S-P | FMC TECHNOLO
11L CW125 SINGEXT SC VIT | Ro-Flo Model 11L - Rotation: CW - Port Angle: 125 degree - Drive Shaft Dia.: 3" - Shaft Seal: Single Cartridge - Head Gasket: Viton - O-Rings: Viton - Inlet: 6" ANSI Class 150 --- Flat Faced Flange - Outlet: 5" ANSI Class 150 --- Flat Faced Flange - Speed Range: 400-1000 RPM - MAWP: 80 psig - MAWT: 350 °F - GA Drawing: 16-123-634-510 | CITY PIPE
11SCH278 | TB WOODS FLANGE | CITY PIPE
11SF 1.25X1 PUMP/MOTOR XP | 11SF 1.25X1 PUMP/MOTOR XP
12'' 1218 - BIR | 12'' 1218 - BIR <> D = 2' - 4'', Pipe Size 12
12'' 1218 - BIR D = 2' - 4'' | 12'' 1218 - BIR <> D = 2' - 4'' | GRAYBAR
12 150 SPIRAL WOUND GASKET | (blank) | GRAYBAR
12'' 15012 FLANGE | 12'' 15012 Flange <> D = 2' - 4'', Pipe Size 12 | SUMMIT
12'' 15012 FLANGE D = 2' - 4'' | 12'' 15012 Flange <> D = 2' - 4'' | AWC, INC
12 3/C SOOW FLEX CORD | (blank) | DEALERS
12 GA. PICKLED & OILED SHEET | HR PICKLED & OILED SHEET A-56912 GA. X 60.0000" X 120.0000" MATERIAL | ELLIOTT ELEC
12 GREEN WIRE | 12 GREEN WIRE P# 19-13010 | ELLIOTT ELEC
12 PACK INDUSTRIAL NITROGEN | (blank) | ELLIOTT ELEC
12' ROUND SLING | 12ft Blue Endless Round Sling | ELLIOTT ELEC
1-2 SS SMLS | ??? | ELLIOTT ELEC
1-2 SS SMLS 1/2' X.035 | ??? | ELLIOTT ELEC
12 STEEL HEX NUT 100EA | Job # 21109-10 DOTTIE HN-12 STEEL HEX NUT | ELLIOTT ELEC
12 X 20.7# CHANNEL *RED* | Total of 200' in 20' joints split between (5) jobs | ELLIOTT ELEC
12 X 7/8 UBOLT | (blank) | ELLIOTT ELEC
12" 150" WARREN GATE VALVE | ??? | ELLIOTT ELEC
12" 150# GASKET, NO INNER RING | (blank) | ELLIOTT ELEC
12" 150# ABZ BUTTERFLY VALVE | ??? | THE SHERWIN
12" 150# BALL VALVE | 12" 150# RF FP A105N/3 MILL ENP TRIM DEVLON HNBR/GRAPH 3PC TRUNNION BALL NACE API-6D GEAR OP WARREN 6155-T35DHRG | ULTIMATE WEL
12" 150# CGI GASKETS | (blank) | ULTIMATE WEL
12" 150# CHECK VALVE | ??? | ULTIMATE WEL
12" 150# FRANKLIN | ??? | ELLIOTT ELEC
12" 150# GASKET W/IR | (blank) | TEINERT META
12" 150# GASKETS | with interring | SUMMIT
12" 150# GATE VALVE | ??? | SUMMIT
12" 150# LAMONS 316 IR GASKET | (blank) | AWC, INC
12" 150# MIXER | ??? | AWC, INC
12" 150# RF BLIND FLANGE | (blank) | AWC, INC
12" 150# SPWD GASKET | 12" 150# SPWD GASKET 316 GRAPH W/ 316 SS INNER RING | AWC, INC
12" 150# STRAINER | ??? | AWC, INC
12" 150# VAVLE WITH BETTIS | 12" 150# RF FP A105N/3 MILL ENP TRIM DEVLON HNBR/GRAPH 3PC TRUNNION BALL NACE API-6D GEAR OP WARREN 6155-T35DHRG ACTUATOR BETTIS G2012-SR-CW / FAIL CLOSE ACTUATOR / SIZED @ 80 PSI - 116 PSI MOP / WESTLOCK 9479SBY-2B-2M06-00 (LIMIT SWITCH 2SPDT MAGNUM STD SHAFT) / FISHER 67CFR-239/SB (1/4" SMART BLEED FILTER REGULATOR W/ GAUGE - SET @ 80 PSI) / VERSA RV-3-316-115 (1/4" 316SS SAFETY RELIEF VALVE - SET @ 115 PSI) / VERSA VSG-3321- 316-XXL4-D024 (1/4" 316SS 3WAY SOLENOID 24VDC XP) / SS FITTINGS & BREATHER VENT / 3/8" 316SS TUBING FOR COMPLETE ASSEMBLY MOUNTED TO SIDE OF ACTUATOR ON FLAT SS PLATE / MOUNTING HARDWARE INCLUDES, BRACKET, COUPLER, BOLTS TO ASSEMBLE VALVE TO ACTUATOR **PARALLEL TO PIPELINE ORIENTATION** | AWC, INC
12" 150# WARREN | No. Description / Specs MFG Lead Time Quantity Unit Cost (ea) Ext. Cost 1 12" 150# RF FP A105N/316 TRIM DEVLON HNBR/GRAPH 3PC TRUNNION BALL NACE API-6D GEAR OP WARREN 6155-T36DHRG | AWC, INC
12" 150# WARREN WITH BETTIS | 12" 150# RF FP A105N/316 TRIM DEVLON HNBR/GRAPH 3PC TRUNNION BALL NACE API-6D GEAR OP WARREN 6155-T36DHRG ACTUATOR BETTIS G2012-SR-CW / FAIL CLOSE ACTUATOR / SIZED @ 80 PSI - 116 PSI MOP / WESTLOCK 9479SBY-2B-2M06-00 (LIMIT SWITCH 2SPDT MAGNUM STD SHAFT) / FISHER 67CFR-239/SB (1/4" SMART BLEED FILTER REGULATOR W/ GAUGE - SET @ 80 PSI) / VERSA RV-3-316-115 (1/4" 316SS SAFETY RELIEF VALVE - SET @ 115 PSI) / VERSA VSG-3321- 316-XXL4-D024 (1/4" 316SS 3WAY SOLENOID 24VDC XP) / SS FITTINGS & BREATHER VENT / 3/8" 316SS TUBING FOR COMPLETE ASSEMBLY MOUNTED TO SIDE OF ACTUATOR ON FLAT SS PLATE / MOUNTING HARDWARE INCLUDES, BRACKET, COUPLER, BOLTS | AWC, INC
12" 300# ABZ BUTTERFLY | ??? | AWC, INC
12" 300# FRANKLIN | ??? | AWC, INC
12" 300# GASKET | 1/8” THK, RF, ASME 816.20, CS/PTFE | AWC, INC
12" 300# WARREN | ???
12" 300# WARREN GATE VALVE | ??? | WEST TEXAS O
12" 300# WILLIAMS CV | ??? | AWC, INC
12" 316SS PIPE | Pipe, SCH 40, 316SS 20' Pearlsnap Job#22578-01 | AWC, INC
12" 40# BEAM | (3) 20' joints, 60' total, split between (8) skids | AWC, INC
12" 40# HOT ROLLED BEAM | Total (1) 20' joint of beam to be split between (4) jobs | AWC, INC
12" 40# HOT ROLLED WF BEAM | 40' joint split between (9) jobs | AWC, INC
12" BLIND | ??? | AWC, INC
12" BLIND FLANGE | 12" 150# BLIND FLANGE XH | AWC, INC
12" BLIND FLANGES | 12" Blind Flanges | AWC, INC
12" BUCKING PIN RUPTURE VALVE | Material: LTCS body, SS disk and shaft, teflon seal, and ANSI 150# inlet and outlet, BS&B standard grey primer Set Pressure: 100 psid, tolerance ± 5% Quote Ref: PSMUS-21-00047a Lead Time: 18 weeks upon receipt of approval drawings | ELLIOTT ELEC
12" BUNA COVER O-RING | 513032001 12” Buna Cover O-Ring | HATFIELD AND
12" CHECK VALVE | ??? | SCULLY SIGNA
12" DISPLAY | ??? | SCULLY SIGNA
12" FLANGES | 12" Flanges | IEP TECHNOLO
12" FRANKLIN DBB VALVE | 12" ANSI 150# Franklin DuraSeal Valve, Fig.#D711. Viton slip seals & trim, A216 WCB Body with Chrome ID, A216 WCB Plug with ENP, A350 LF2 Bonnet and Lower Plate, A536 DI Slips, Raised Face Flanged End, 401 Gear Operator & DTR Assembly. w/ LIMITORQUE MXB-10-26RPM ELECTRIC ACTUATOR, XP-CL 1, DIV 2, GRPS C & D, 460/3/60 VAC, NON-INTRUSIVE INTEGRAL CONTROLS, STANDARD LCD DISPLAY, OA CONTACTS, 24V CONTROL TRANSFORMER, B4 THRUST BASE, BORE/ KEY, ADAPTATION, MOUNTED/TESTED. OPERATING TIME: 59 SECONDS | IEP TECHNOLO
12" GASKET | 12" 150 CGI Gasket | IEP TECHNOLO
12" GASKETS | ??? | THE REYNOLDS
12" LEGS - UUX000923 | 12" Legs - UUX000923
12" LINE CROSSOVER | 12" Line Crossover - Standard ErectStep 1) ERECTASTEP-PLATFORM-A STANDARD ERECTASTEP PLATFORM * Prefabricated 36" x 36" * Stamped positive-traction walk surface * Units have common bolt hole patterns for stairs, other platforms, and handrail * Platforms do not need intermediate support until you exceed three of them * Aluminum construction 2) YELLOWGATE-A YellowGate - Universal Swing Gate * Adjustable from 16" to 36" (406 mm to 914 mm) * Adjustable swing direction (right or left-hand swing) * Patent pending Malbec adjustable tensioner * Universal mounting system (with one SKU) * Inline mounting adjusts from 19.75" to 36.5" (502 mm to 927 mm) * Perpendicular mounting adjusts from 16" to 33.75" (406 mm to 857 mm) * Powder-coated Aluminum construction 2) YELLOWGATE-A YellowGate - Universal Swing Gate * Adjustable from 16" to 36" (406 mm to 914 mm) * Adjustable swing direction (right or left-hand swing) * Patent pending Malbec adjustable tensioner * Universal mounting system (with one SKU) * Inline mounting adjusts from 19.75" to 36.5" (502 mm to 927 mm) * Perpendicular mounting adjusts from 16" to 33.75" (406 mm to 857 mm) * Powder-coated Aluminum construction 2) ERECTASTEP-PLATFORM-HANDRAIL-A ERECTASTEP HANDRAIL - Universal nut-plate insert - Prefabricated to fit a 36" side of an ERECTASTEP platform - Pipe construction - Aluminum construction (powder coated) Quote #SAS-109189R3
12" METER | ??? | FMC TECHNOLO
12" METERS | ??? | BUTLER & LAN
12" NUBOLT | ??? | VANZANDT CON
12" OD O-RINGS | 12" OD O-rings | BASIN CONTRO
12" PIPE XH .500W | 12" XH .500W Pipe Domestic EVX Job# 21168 | BASIN CONTRO
12" SLIP-ON FLANGE | 12" 150# SLIP-ON FLANGE XH | BASIN CONTRO
12" SPOOLS | Spool adders | BASIN CONTRO
12" STD PIPE | 10 Feet of 12" Std Pipe Marathon Job# 21194 MTRs Required | HATFIELD AND
12" TEE | 12" Tee | HATFIELD AND
12" THERMOWELL | ???
12" TWIST SEAL | TWIST SEAL 12" 7XST PC GREEN "SCM" PERSONALIZATION: SCM NUMERING TO START AT 0013001 12 INCHES WIRE
12" UBOLT | 12” U-bolts with cover and I-rod | SLATER CONTR
12" UBOLTS | 12” U-bolts with black cover and I-rods | DWYER CONTRO
12" U-BOLTS | 12" U-BOLTS
12" WARREN | 12" 150# RF FP A105N/3 MILL ENP TRIM DEVLON HNBR/GRAPH 3PC TRUNNION BALL NACE API-6D GEAR OP WARREN 6155-T35DHRG | HATFIELD AND
12" WARREN WITH BETTIS | 12" 150# RF FP A105N/3 MILL ENP TRIM DEVLON HNBR/GRAPH 3PC TRUNNION BALL NACE API-6D GEAR OP WARREN 6155-T35DHRG ACTUATOR BETTIS G2012-SR-CW / FAIL CLOSE ACTUATOR / SIZED @ 80 PSI - 116 PSI MOP / WESTLOCK 9479SBY-2B-2M06-00 (LIMIT SWITCH 2SPDT MAGNUM STD SHAFT) / FISHER 67CFR-239/SB (1/4" SMART BLEED FILTER REGULATOR W/ GAUGE - SET @ 80 PSI) / VERSA RV-3-316-115 (1/4" 316SS SAFETY RELIEF VALVE - SET @ 115 PSI) / VERSA VSG-3321- 316-XXL4-D024 (1/4" 316SS 3WAY SOLENOID 24VDC XP) / SS FITTINGS & BREATHER VENT / 3/8" 316SS TUBING FOR COMPLETE ASSEMBLY MOUNTED TO SIDE OF ACTUATOR ON FLAT SS PLATE / MOUNTING HARDWARE INCLUDES, BRACKET, COUPLER, BOLTS TO ASSEMBLE VALVE TO ACTUATOR **PARALLEL TO PIPELINE ORIENTATION** | SLATER CONTR
12" WCB BUTTERFLY VALVE | 12" 150# LUG TYPE DOUBLE OFFSET BUTTERFLY VALVE, WCB BODY, CF8M DISC, 17-4PH STEM, RTFE SEAT RING, PTFE PACKING w/ LIMITORQUE QX-4-A1 ELECTRIC ACTUATOR, 460/3/60, A1 BASE, NONINTRUSIVE, MODULATING (4-20MA INPUT) CONTROLS, LCD SCREEN, OA BOARD, APT (4-20MA OUTPUT) FEEDBACK, FACTORY NEW OPERATING TIME: 30-120 SECONDS (ADJUSTABLE) | HATFIELD AND
12" WN FLANGES | 12” 150# CS Weld neck flanges A105n std bore | FENDER
12" XH WELD CAP A234 | 12" XH Weld Cap A234 EVX Job# 21168 | HATFIELD AND
12/3 SEOOW 600V BLK CORD PCS | (blank) | CITY PIPE
12/3 WG TRAY CABLE - PIECES | (blank) | DEALERS
12/3 WIRE | 12/3 12 AWG 3 COND CUT LENGTH | DEALERS
12/4 WIRE | 12/4 12 AWG 4 COND-CUT | ZONE INDUST
12/X | 1/2XCL RGD NIP | DYKMAN ELEC
12’’ CAP STD | 12’’ cap std | DK CONTROLS
12’’ PIPE STD | 12’’ pipe std | SLATER CONTR
12” SWING CHECK VALVE | ??? | SUMMIT
12” 150 BLINDS | ??? | SUMMIT
12” 150# CGI GASKETS | 12” 150# CGI gaskets | THE SHERWIN
12” 150# DSI GATE VALVE | ??? | BAY LTD.
12” 316SS HEADER | Fabricate 12" header per customer drawing | WL WALKER CO
12” 600# STATIC MIXER | ??? | CORDYNE, INC
12” I-BEAM 40LBS | 20' Beam | ELLIOTT ELEC
12” NUBOLTS | ??? | CITY PIPE
12” U-BOLTS | 12” U-Bolts with black cover and I-Rod | SUMMIT
120 V SOLENOIDS | ??? | SUMMIT
12-00010 | TA-1000 PLUS 1 Channel Temp Averager CAMERON 50275434 TA-1000+ WP 1 CH 2 AI / AO COMP VOL/NET PULSE OUTPUT MBS | TEINERT META
12-00015 | TA-1000 PLUS 2 Channel Temp Averager TA-1000+ WP 2 CH 2 AI / AO COMP VOL/NET PULSE OUTPUT MBS MODBUS | TEINERT META
12-00020 | TA-1000 Plus WP Display Assembly with Sata Cable MFG PN TAA-WP-DISPLAY | TEINERT META
12-00025 | TA-PLUS 3L-9306 Probe, Single Element thermistor, 4-wire, 9-ft cable, 1/8" diameter probe, 4.5" insertion | ELLIOTT ELEC
12-00030 | TA-PLUS 60CF-1387 CAMERON 3L-TA-TWO-010 THREADED THERMOWELL | TEINERT META
12-00040 | WAMF DISPLAY HARNESS FP FOR LEGACY TA MFG PN LIN3L-8528-A | TEINERT META
12-00045 | ASSY THERMISTOR PROBE, TEMP, 4.5", 1/8" DIA, 4WR, 9'CBL MFG PN TAA3L-9306 | CITY PIPE
12-00050 | Linco #L-5507 3 wire, Dual Element Thermistor Probe for TA-1000+ MFG PN LIN3L-5507 | CITY PIPE
12-00200 | KIT, TA-1000+ WP RETRO FIT, 2 CH, 2 AI / AO, COMP VOL/NET PULSE OUTPUT, MFG PN TA-1000-RETRO-WP-2CH | CITY PIPE
12-00550 | Circuit Board, TA-1000 PLUS, WEATHERPROOF,LCD BOARD. MFG PN: 2350798-01 | CITY PIPE
120-277V ELEC BAL | 120-277V ELEC BAL | BASIN ENGINE
12-03TC-VN-BWG | (blank) | ZONE INDUST
12-03VFDAG-OS | 12-03VFDAG-OS | STEALTH PUMP
12-04VFD | 12-04VFD PWC 12-04VFD 12-4C F&B XLP PVC VFD | ZONE INDUST
120VAC COIL | 55-501336G002 - Pioneer LACTS | METAL SPECIA
120VAC DPDT RELAY | AWC PART NUMBER: AD RH2B-UAC110-120VIDEC PART NUMBER: RH2B-UAC110-120VREFERENCE LINE 006 OF QUOTE 2373109 | METAL SPECIA
120VAC RELAY SOCKET | AWC PART NUMBER: ED SH2B-05IDEC PART NUMBER: SH2B-05IDEC RELAY BASEREFERENCE LINE 007 OF QUOTE 2373109 | METAL SPECIA
12-10 FEMALE DISCONNECT | 12-10 Female Disconnect | ULTIMATE WEL
12-10 FORK TERMINAL | 12-10 FORK TERMINAL | SUMMIT
12-10 INS RING TER | 12-10 INS RING TER | SUMMIT
12-10 INS RING TERM | 12-10 INS RING TERM | SUMMIT
12-10 RING TERMINAL | 12-10 RING TERMINAL | SUMMIT
121272GRTNK | 12X12X72 N3R SCR CBR GTTR NO KO POWDER COATED | SUMMIT
1212TCVN | 100' OF 12AWG 12C | SUMMIT
12-150- WKM BUTTERFLY VALVE | ??? | SUMMIT
1234BOX | CWD 1234BOX RECP SINGLE FLUSH 30A 250V 2P3W BK | RO-FLO COMPR
12-3C | 3-#16GRD OS VFD 600V AIRGUARD | RO-FLO COMPR
12-3C 3-#16GRD | 12-3C 3-#16GRD OS VFD 600V AIRGUARD | RO-FLO COMPR
12-3C 3-#16GRD OS VFD | 12-3C 3-#16GRD OS VFD 600V AIRGUARD | RO-FLO COMPR
125 HP VFD | 125HP VFD 460V 3PH | RO-FLO COMPR
1254BOX | RECP SINGLE FLUSH 50A 250V 2P3W BK | RO-FLO COMPR
125HP 3600RPM | PE444TS-125-2 125HP North American 3600RPM 444TS Frame TEFC 46V 3Ph. | RO-FLO COMPR
12-6 X 3/4 3000# TOL | (blank) | RO-FLO COMPR
12F 50/125UM | 12F 50/125UM OM4 IN/OUT OFNP | ELLIOTT ELEC
12HW-12 12GA HANGER WIRE 12' | Purchase requested by Ron Sutherland | ELLIOTT ELEC
12HW-20 12GA HANGER WIRE 20' | Purchase requested by Ron Sutherland | RO-FLO COMPR
12IN DISPLAY 24 VDC | BEIJER X2 EXTREME 12in DISPLAY 24 VDC | RO-FLO COMPR
12V DC 5 BLADE RELAY | ??? | RO-FLO COMPR
12V SALES FEE | (blank) | RO-FLO COMPR
12X12X6 RAIN TIGHT J B | Job # 21109-10 Charge back to moms meals | RO-FLO COMPR
12X12X6 RAIN TIGHT JOB 2EA | Job # 21109-10 Charge back to moms meals | RO-FLO COMPR
12X2 | 1/2" X 2" galv nipple | RO-FLO COMPR
12X3 | 1/2X3 RGD NIP | RO-FLO COMPR
12X4 | 1/2X4 RGD NIP | RO-FLO COMPR
12XC | 1/2XCL RGD NIP | RO-FLO COMPR
12XCL | 1/2XCL RGD NIP | SUMMIT
13" MT CASE GASKET | (blank)
13.5" UV RATED "TY-RAP" | 13.5" UV RATED "TY-RAP" CABLE TIE
1-3/4" T-1 XP1D1 MECH SEAL | (blank)
1-3/8" X 3-1/8" TAG | ITEM # CW138SP- New tag, 1 3/8 x 3 1/8 write on tag printed bk ink 2 sides with brass eyelet for hole reinforcement Includes one time plate charge
13-00010 | -30Hg / 30 PSI Pressure Gauge, Liquid Filled, 2.5" Face, 316SS Case with BR/BRZ Internals, 1/4" Low Mount. OCI Industrial Gauge MFG PN: 3034L30CL | SUMMIT
13-00030 | 0-30 PSI Pressure Gauge, Liquid Filled, 2.5" Face, 316SS Case with BR/BRZ Internals, 1/4" Low Mount. OCI Industrial Gauge MFG PN: 3034L30L | RO-FLO COMPR
13-00060 | 0-60 PSI Pressure Gauge, Liquid Filled, 2.5" Face, 316SS Case with BR/BRZ Internals, 1/4" Low Mount. OCI Industrial Gauge MFG PN: 3034L60L | RO-FLO COMPR
1-3000-WKM-310-2168064-18-31 | (blank) | RO-FLO COMPR
13-00160 | 0-160 PSI Pressure Gauge, Liquid Filled, 2.5" Face, 316SS Case with BR/BRZ Internals, 1/4" Low Mount. OCI Industrial Gauge MFG PN: 3034L160L | ELLIOTT ELEC
13-00200 | 0-200 PSI Pressure Gauge, Liquid Filled, 2.5" Face, 316SS Case with BR/BRZ Internals, 1/4" Low Mount. OCI Industrial Gauge MFG PN: 3034L200L | E-Z PIPE
13-00205 | 2.5"F, 316SS CASE SS INTERNALS 1/3" LM, 0-200 PSI, LF OCI INDUSTRIAL GAUGE | E-Z PIPE
13-00220 | 0-200 PSI Pressure Gauge, Liquid Filled, 4" Face, 316SS Case with SS Internals, 1/4" Low Mount. OCI Industrial Gauge MFG PN: 5544L200L | TORO COMPLET
13-00300 | 0-300 PSI Pressure Gauge, Liquid Filled, 2.5" Face, 316SS Case with BR/BRZ Internals, 1/4" Low Mount. OCI Industrial Gauge MFG PN: 3034L300L | INDUSTRIAL
13-00304 | 0-1500 PSI Pressure Gauge, Liquid Filled, 2.5" Face, 316SS Case with BR/BRZ Internals, 1/4" Low Mount. OCI Industrial Gauge MFG PN: 3034L1500L
13-00310 | Hose, PIT 3/8" x 18" Coreflex SS--XC6TA6TA6-18-CS Swagelok 3/8" XC Series Hose w/ 3/8" TA Ends | CITY PIPE
13-00325 | Hose, PIT 3/8" x 36" Coreflex SS-XC6TA6TA6-36-CS Swagelok 3/8" XC Series Hose w/ 3/8" Tube Stubs | MIDSTREAM VA
13-00500 | Kit, Rosemount Transmitter Pole Mounting PN 03031-0189-0004 Brackets for 2088s | CITY PIPE
13-00550 | MOUNTING BRACKEET KIT, FLAT 2" 304SS M1244JA-A | CITY PIPE
13-07225 | Autrol Smart HART Configurable Differential Pressure Transmitter, 0.075% Accuracy, 100:1 Turndown, 0-30 “ H2O, 316SS Diaphragm, FM Explosion Proof, 1/4” FNPT Process Connection, 1/2“ Conduit Connection, LCD Indicator, 4-20 mA Output. MFG PN: APT3100 - D3M11F11S1- M1 | CITY PIPE
13-07235 | Autrol SMART Gauge Pressure Transmitter APT3200G3. Includes magnetically coupled push buttons for local configuration. 0.075% Accuracy, 100:1 Turndown, 4-20 mA and HART Output 3: (-14.5) - 21.75 PSI M11: 316 SS Body & Wetted Parts (Transmitter Only) F1: FM/FMC Explosion Proof, Class I/II/III, Division 1/2, Group A-D/E-G (For USA & Canada) 1: Silicone DC200 Fill Fluid S: ½” – 14 NPT Process Connection 1: ½” – 14 NPT Electrical Connection M1: LCD Indicator MFG PN: APT3200 - G3M11F11S1 - M1 | MIDSTREAM VA
13-07240 | Autrol SMART Gauge Pressure Transmitter APT3200G4. Includes magnetically coupled push buttons for local configuration. 0.075% Accuracy, 100:1 Turndown, 4-20 mA and HART Output 4: 0-217.75 PSI M11: 316 SS Body & Wetted Parts (Transmitter Only) F1: FM/FMC Explosion Proof, Class I/II/III, Division 1/2, Group A-D/E-G (For USA & Canada) 1: Silicone DC200 Fill Fluid S: ½” – 14 NPT Process Connection 1: ½” – 14 NPT Electrical Connection M1: LCD Indicator MFG PN: APT3200 - G4M11F11S1- M1 | MIDSTREAM VA
130-7564-01 | Motor Terminal Box. TBOX 440/500+841 SPEC B=55
13-09940 | Rosemount 2051 0-800 psi In-Line Pressure Transmitter 2051TG3A2B21AM5E5A1037 G Measurement Type: Gage 3 Pressure Range: -14.7 to 800 psi (-1,0 to 55 bar) A Transmitter Output: 4-20 mA with Digital Signal Based on HART Protocol 2B Process Connection Style: 1/2-14 NPT Female 2 Isolating Diaphragm: 316L SST 1 Sensor Fill Fluid: Silicone A Housing Material ¦ Conduit Entry Size: Aluminum ¦ 1/2-14 NPT M5 Display and Interface Options: LCD Display E5 Product Certifications: FM Explosion-proof, Dust Ignition-proof A1037 A Number Specials: A# SPCL, Tubing and Casing Special, Ref Acc 0.2% | CI ACTUATION
13-09945 | Rosemount 2051TG3A2B21AE5M5T1 In-Line Pressure Transmitter G Measurement Type: Gage 3 Pressure Range: -14.7 to 800 psi (-1,0 to 55 bar) A Transmitter Output: 4-20 mA with Digital Signal Based on HART Protocol 2B Process Connection Style: 1/2-14 NPT Female 2 Isolating Diaphragm: 316L SST 1 Sensor Fill Fluid: Silicone A Housing Material ¦ Conduit Entry Size: Aluminum ¦ 1/2-14 NPT E5 Product Certifications: FM Explosion-proof, Dust Ignition-proof M5 Display and Interface Options: LCD Display T1 Transient Protection: Transient Terminal Block | CITY PIPE
13-09975 | Rosemount 2088 0-800 psi Gage and Absolute Pressure Transmitter 2088G3S22A1M5E5P0054 | CITY PIPE
13-09980 | Rosemount 2088 0-800 psi Gage and Absolute Pressure Transmitter 2088G3S22A1M5E5P0054 2088 Rosemount 2088 Gage and Absolute Pressure Transmitter G Transmitter Type: Gage 3 Pressure Ranges: -14.7 to 800 psi (-1.01 to 55.2 bar) S Transmitter Output: 4-20 mA dc / Digital HART Protocol 22 Material of Construction, Isolating Diaphragm, Fill Fluid: 316L SST, 316L SST, Silicone A Process Connection: 1/2-14 NPT Female 1 Conduit Entry: 1/2-14 NPT M5 Display and Interface Options: LCD Display, configured for Engineering Units E5 Product Certifications: FM Explosion-Proof, Dust Ignition-proof P0054 P Specials: P# SPCL, Tubing and Casing Special, Ref Acc 0.2% | CITY PIPE
130C2X30FT | Linerless rubber splicing tape130c, 2" X 30", BK | CITY PIPE
130W 24V SOLAR PANEL W/BRACKET & POWER CORD | AWC PART NUMBER: AD RDASP-130-24-AMFG PART NUMBER: RDASP-130-24-ARDA 130 Watt 24v Off Grid Solar Panel with Bracket and Power cordREFERENCE LINE 004 OF QUOTE 2373109 | CITY PIPE
13-10000 | Rosemount 2088 0-4000 psi Gage & Absolute Pressure Transmitter 2088G4S22A1M5E5P0054 | CITY PIPE
13-10025 | Rosemount 3051 -10 to 300psi 3051TG3A2B21AB4E5M5 Inline Pressure Transmitter. Calibrate as follows: -10psi to +300psi – Please show this on tag | CITY PIPE
13-10030 | Rosemount 3051 0-30 psi Pressure Transmitter 3051TG1A2B21AE5M5 NUSTAR SPECIAL. 3051T Inline Pressure Transmitter G Pressure Type: Gage 1 Pressure Upper Range Limit: 30 psi (2.1 bar) A Transmitter Output: 4-20 mA with Digital Signal Based on HART Protocol 2B Process Connection Style: 1/2-14 NPT Female 2 Isolating Diaphragm ¦ Process Connection Wetted Parts Material: 316L SST ¦ 316L SST 1 Sensor Fill Fluid: Silicone A Housing Material ¦ Conduit Entry Size: Aluminum ¦ 1/2-14 NPT E5 Product Certifications: FM Explosion-proof, Dust Ignition-proof M5 Display and Interface Options: LCD Display | CITY PIPE
13-10033 | Rosemount 3051 0-800 psi Pressure Transmitter 3051TG3A2B21AS5E5M5T1P1. 3051T Inline Pressure Transmitter G Pressure Type: Gage 3 Pressure Upper Range Limit: 800 psi (55.2 bar) A Transmitter Output: 4-20 mA with Digital Signal Based on HART Protocol 2B Process Connection Style: 1/2-14 NPT Female 2 Isolating Diaphragm ¦ Process Connection Wetted Parts Material: 316L SST ¦ 316L SST 1 Sensor Fill Fluid: Silicone A Housing Material ¦ Conduit Entry Size: Aluminum ¦ 1/2-14 NPT S5 Integral Assembly: Assemble to Rosemount 306 Integral Manifold E5 Product Certifications: USA Explosion-proof, DustÂ Ignition-proof M5 Display and Interface Options: LCD Display T1 Transient Terminal Block: Transient Protection Terminal Block P1 Pressure Testing: Hydrostatic testing with Certificate | CITY PIPE
13-10035 | Rosemount 3051 0-4000 psi Pressure Transmitter 3051TG4A2B21AB4E5M5 | CITY PIPE
13-10040 | Rosemount 3051TG3A2B21AE5M5T1P1Q15 Inline Pressure Transmitter G Pressure Type: Gage 3 Pressure Upper Range Limit: 800 psi (55.2 bar) A Transmitter Output: 4-20 mA with Digital Signal Based on HART Protocol 2B Process Connection Style: 1/2-14 NPT Female 2 Isolating Diaphragm ¦ Process Connection Wetted Parts Material: 316L SST 316L SST 1 Sensor Fill Fluid: Silicone A Housing Material ¦ Conduit Entry Size: Aluminum ¦ 1/2-14 NPT E5 Product Certifications: USA Explosion-proof, DustÂ Ignition-proof M5 Display and Interface Options: LCD Display T1 Transient Terminal Block: Transient Protection Terminal Block P1 Pressure Testing: Hydrostatic testing with Certificate Q15 NACE Certificate: Certificate of Compliance to NACE MR0175/ISO 15156 for wetted materials
13-10041 | Rosemount 306 In-Line Manifold. Mounts to 13-10040 3051TG3A2B21AS5E5M5T1P1Q15. 0306RT22BA11SG 0306 Rosemount 306 In-Line Manifold R Manufacturer: Rosemount Inc. T Manifold Style: Threaded 2 Manifold Type: 2-Valve 2 Materials of Construction: 316/316L SST BA Process Connection Style: 1/2-14 female ANPT Process Connection for Inline Transmitter 1 Packing Material: PTFE 1 Valve Seat: Integral SG Material Recommendation for NACE: Sour Gas (Meets NACE MR 0175/ISO 15156, MR 0103) | MIDSTREAM VA
13-10044 | Rosemount 3051 0-4000psi 3051TG4A2B21AE5Q4M5T1 Inline Pressure Transmitter. G Pressure Type: Gage 4 Pressure Upper Range Limit: 4000 psi (275.8 bar) A Transmitter Output: 4-20 mA with Digital Signal Based on HART Protocol 2B Process Connection Style: 1/2-14 NPT Female 2 Isolating Diaphragm ¦ Process Connection Wetted Parts Material: 316L SST ¦ 316L SST 1 Sensor Fill Fluid: Silicone A Housing Material ¦ Conduit Entry Size: Aluminum ¦ 1/2-14 NPT E5 Product Certifications: USA Explosion-proof, DustÂ Ignition-proof Q4 Calibration Certification: Calibration Certificate M5 Display and Interface Options: LCD Display T1 Transient Terminal Block: Transient Protection Terminal Block | TORO COMPLET
13-10045 | Rosemount 3051TG4A2B21AE5M5T1P1Q15 Inline Pressure Transmitter G Pressure Type: Gage 4 Pressure Upper Range Limit: 4000 psi (275.8 bar) A Transmitter Output: 4-20 mA with Digital Signal Based on HART Protocol 2B Process Connection Style: 1/2-14 NPT Female 2 Isolating Diaphragm ¦ Process Connection Wetted Parts Material: 316L SST 316L SST 1 Sensor Fill Fluid: Silicone A Housing Material ¦ Conduit Entry Size: Aluminum ¦ 1/2-14 NPT E5 Product Certifications: USA Explosion-proof, DustÂ Ignition-proof M5 Display and Interface Options: LCD Display T1 Transient Terminal Block: Transient Protection Terminal Block P1 Pressure Testing: Hydrostatic testing with Certificate Q15 NACE Certificate: Certificate of Compliance to NACE MR0175/ISO 15156 for wetted materials | INDUSTRIAL
13-10055 | Endress Hauser Pressure Transmitter Range @ 0-30psi Cerabar S PMC71 PMC71-1LTQ0/0 (PMC71-TBC1K6RDAAA. Pressure, capacitive. Compact. Application: pressure/level. Membrane: Ceraphire, dry, vacuum proof. :: Mechanically robust, overload resistant. :: High reliability through process monitoring. :: High long term stability. :: Modular. T - Approval: FM XP Cl.I Div.1 Gr.A-D, AEx d, zone 1,2 NI Cl.I Div.2 Gr.A-D, zone 2 B - Output; Operating: 4-20mA HART; inside + LCD C - Housing; Cover Sealing; Cable Entry: T14 Alu IP66/67 NEMA6P; EPDM; NPT1/2 thread, T14 = side cover 1K - Sensor Range; Sensor Overload Limit: 2bar/200kPa/30psi gauge; 18bar/1800kPa/270psi 6 - Calibration; Unit: Sensor range; psi RD - Process Connection: Thread ANSI MNPT1/2 hole 11.4mm, 316L A - Seal: FKM A - Additional Option 1: Not selected A - Additional Option 2: Not selected | INDUSTRIAL
13-10060 | Endress Hauser Pressure Transmitter. Range @ 0-600 PSI. MFG PN: Cerabar S PMP71-70146684 (PMP71-VBC1S62RDAAA). V - Approval: CSA C/US XP Cl.I Div.1 Gr.B-D, Ex d, zone 1,2 B - Output; Operating: 4-20mA HART; inside + LCD C - Housing; Cover Sealing; Cable Entry: T14 Alu IP66/67 NEMA6P; EPDM; NPT1/2 thread, T14 = side cover 1S - Sensor Range; Sensor Overload Limit: 400bar/40MPa/600psi gauge; 600bar/60MPa/9000psi 6 - Calibration; Unit: Sensor range; psi 2 - Membrane Material: AlloyC276 RD - Process Connection: Thread ANSI MNPT1/2 hole, 316L A - Fill Fluid: Silicone oil A - Additional Option 1: Not selected A - Additional Option 2: Not selected Country of origin: US 0-30 PSI & 0-6000 PSI Available as PN PMP71-VBC1W62RDAAA | CITY PIPE
13-10075 | Endress Hauser Temperature Transmitter, Head Only w/ Display. Single Compartment Head. HART TMT142B 2-wire temperature transmitter. Single universal sensor input. Galvanic isolation 2kV (input/output). Application: RTD, TC, Ohm and mV. Factory setup w/o additional specification:Pt100, 4-wire, 0...+100oC. (TMT142B-CFP21A1) EDI-Order ref.: 2061057593-0010 | CITY PIPE
13-10085 | Endress Hauser Temperature Transmitter, TMT72-CFA1AH3A1 TA30H, TMT72-3LV3/0. Aluminum, 2x NPT1/2, w/o Display Window, Explosion-Proof Enclosure. HART Configuration 4-20mA Hockey Puck Style. CSA C/US XP, DIP I, II, III/1+2/A-G. Form B head transmitter, DIN EN 50446. | MIDSTREAM VA
13-10090 | Endress Hauser Temperature Transmitter. RTD Assembly T13, TW type XP US Style - T13-L3A28A3AHOKA1 Temperature measuring device with thermowell. Spring loaded element. Hazardous approval. Pt100 Sensor comply with IEC60751 standard, alpha=0.00385. L - Approval: CSA C/US XP, DIP Class I,II,III/ 1/A-G 3 - Thermowell Shape: Tapered A2 - Process Connection: NPT3/4 male thread, 316 8 - Thermowell Immersion Length U: 4.00 inch (increment 0.5) A - Thermowell Lag T: Not selected 3 - Extension: Nipple+union+nipple steel E=4" A - Sensor Type: 1 Pt100 class B, 3 wire, -50-200oC H - Enclosure; Cable Entry: Alu field housing; 1x 1/2NPT + display Grp.A-G O - Electrical Connection: HART TMT142B, 1 input, single compartment K - Version: Standard, North American region A - Additional Option 1: Not selected 1 - Additional Option 2: Not selected Details Low range value - 0.000 °C Upper range value - 100.000 °C Failure 2 mode (1=low<3.6mA,2=high>21mA) Country of origin: US | MIDSTREAM VA
13-10091 | Endress Hauser Temperature Transmitter. RTD Assembly T13, TW type XP US Style - T13-L3A28A2AHOAA1 Temperature measuring device with thermowell. Spring loaded element. Hazardous approval. Pt100 Sensor comply with IEC60751 standard, alpha=0.00385. | GASKET SERVI
13-10095 | Endress Hauser Temperature Transmitter. TMT162, Field Transmitter Only. Dual Compartment Head with Wiring Terminals on the Rear Side of the Transmitter Free and Clear of the Display. MFG PN: TMT162-15N7/0 (TMT162-F212AAAKA) | CITY PIPE
13-10100 | Rosemount 644 Temperature Transmitter 644HAE5R2M5 | CITY PIPE
13-10200 | Rosemount 214C 4.2" Temperature Sensor 214CRTSMB1S4E0042SLE5. 214C Rosemount 214C Temperature Sensor RT Sensor Type: RTD Thin-film, PT100, α = 0.00385, -50 to 450 °C SM Sensor Sheath Material: 321 SST B1 Sensor Accuracy: Class B per IEC 60751 S4 Sensor Wire Configuration: Single, 4-Wire E Dimension Units: US Customary/English Units (inches) 0042 Sensor Insertion Length (L): xxx.x inches, 0 to 078.5 inches in 0.25" increments. Example: 0020 = 2" or 0150 = 15" SL Sensor Mounting Style (Fittings and Adapters): Spring Loaded Adapter E5 Product Certifications: US Explosionproof | CITY PIPE
13-10210 | Rosemount 214C 9.2" Temperature Sensor 214CRTSMB1S4E0092SLE5 | INDUSTRIAL
13-10300 | Rosemount 114C Thermowell 114CE0020TAB2SC022B | SMP SUPPLY
13-10555 | 1/2" T X 1/2T 1# Cracking Pressure, 6000# 316SS, Check Valve, Superlock SHCV2S81PS316. Air Eliminator Check Valve. | E-Z PIPE
13-20005 | Rosemount 3144P Temperature Transmitter 3144PD1A1E5M5 | MIDSTREAM VA
13-20020 | Rosemount 3144PD1A1E5B5M5T1Q4C4 Temperature Transmitter D1 Housing Style ¦ Material ¦ Conduit Entry Size: Field Mount, Dual-Compartment Housing ¦ Aluminum ¦ ½-14 NPT A Transmitter Output: 4-20 mA with digital signal based on HART protocol 1 Measurement Configuration: Single Sensor E5 Product Certifications: FM Explosionproof, Dust Ignition-Proof and nonincendive approval B5 Mounting Bracket: "L" Mounting Bracket for 2-inch pipe or panel mounting - All SST M5 Display: LCD Display T1 Transient Protector: Integral Transient Protector C4 5-Point Calibration: 5-Point Calibration (Requires the Q4 option code to generate a Calibration Certificate) Q4 Calibration Certificate: Calibration Certificate (3-Point Calibration) | CITY PIPE
13-20045 | Rosemount 3144PD1A1E5M5Q4XA 3144P Rosemount 3144P Temperature Transmitter D1 Housing Style ¦ Material ¦ Conduit Entry Size: Field Mount, Dual-Compartment Housing ¦ Aluminum ¦ ½-14 NPT A Transmitter Output: 4-20 mA with digital signal based on HART protocol 1 Measurement Configuration: Single Sensor E5 Product Certifications: FM Explosionproof, Dust Ignition-Proof and nonincendive approval M5 Display: LCD Display Q4 Calibration Certificate: Calibration Certificate (3-Point Calibration) XA Assemble To Options: Sensor Specified Separately and Assembled to Transmitter Qty Primary Tag Type Calibration 1 NAME 0 to 100 DEG C 14 Assemble To Item 13-20050 & 13-20055 | CITY PIPE
13-20050 | Rosemount 214CRTSMA1S4E0037SLE5UAE025V20Q4XAXW 214C Rosemount 214C Temperature Sensor RT Sensor Type: RTD Thin-film, PT100, α = 0.00385, -50 to 450 °C SM Sensor Sheath Material: 321 SST A1 Sensor Accuracy: Class A per IEC 60751 [RW: -100 to 450°C (-148 to 842°F) RT: 0 to 300°C (32 to 572°F)] S4 Sensor Wire Configuration: Single, 4-Wire E Dimension Units: US Customary/English Units (inches) 0037 Sensor Insertion Length (L): xxx.x inches, 0 to 078.5 inches in 0.25" increments. Example: 0020 = 2" or 0150 = 15" SL Sensor Mounting Style (Fittings and Adapters): Spring Loaded Adapter E5 Product Certifications: US Explosionproof UA Extension Type: Union Style, 1/2 inch NPT, 1/2 inch NPT E025 Extension Length (E): 2.5 in V20 Calibration: Calibration with A, B, C and Calendar-Van Dusen constants, 0 deg C to 100 deg C Q4 Calibration Certificate: Calibration Certificate XA Transmitter Assembled To Sensor: Process Ready Assembly of Transmitter and Sensor XW Thermowell Assembled To Sensor: Process Ready Assembly of Sensor and Thermowell Assemble To Item 13-20045 & 13-20055
13-20055 | Rosemount 114CE0020TAC2SC017AQ35Q8XW 114C Rosemount 114C Thermowell E Dimensional Units: English Units 0020 Immersion Length (U): XXX.X in, 1/4" increments from 0.5" to 100". Example: 0005 for 0.5" or 0062 for 6.25" T Mounting Style: Threaded AC Process Connections: 1 - 11.5 ANPT 2 Stem Style: Tapered Stem SC Thermowell Material: 316/ 316L Dual Rated 017 Head Length (H): XX.X in, 1/4" increments from 1.75" to 11.25". Example: 020 = 2" or 042 = 4.25" A Instrument Connection: 1/2"-14 ANPT Q35 NACE Approval: NACE Approval Q8 Material Certification: Material Certification XW Sensor/ Thermowell Assemble to Options: Process ready assembly of a sensor and thermowell Assemble To Item 13-20045 & 13-20050 | FMC TECHNOLO
13-20070 | Rosemount 114CE0020TAC2SC017AQ35Q8R23 114C Rosemount 114C Thermowell E Dimensional Units: English Units 0020 Immersion Length (U): XXX.X in, 1/4" increments from 0.5" to 100". Example: 0005 for 0.5" or 0062 for 6.25" T Mounting Style: Threaded AC Process Connections: 1 - 11.5 ANPT 2 Stem Style: Tapered Stem SC Thermowell Material: 316/ 316L Dual Rated 017 Head Length (H): XX.X in, 1/4" increments from 1.75" to 11.25". Example: 020 = 2" or 042 = 4.25" A Instrument Connection: 1/2"-14 ANPT Q35 NACE Approval: NACE Approval Q8 Material Certification: Material Certification R23 Brass Plug and Chain: Brass Plug and Chain | CTAP
13-20540 | Rosemount 0304 Conventional Manifold 0304RT62B11NG | KAM CONTROLS
13-24960 | Yokogawa DPharp Digital Differential Pressure Transmitter. MFG PN EJA110E-JHS5J-U17EB/FU1/D1 990.00 3,960.00 Yokogawa DPharp Digital Differential Pressure Transmitter * Standard High Accuracy Version * Standard CE Mark * 2 Wire, 24 VDC Loop Powered * Standard Tag Marking J= 4-20 mADC Output w/ HART 5/7 Protocol H= 0-20" To 0-2000" H2O Min/Max Span S= Hastelloy C Diaphragm/316SS Flanges 5= w/o Footballs, 1/4" FNPT On Flg J= B7 Carbon Steel Bolting U= Universal Flange {Side & Rear Vents} 1= Cast-aluminum Alloy Amp Housing 7= 1/2" FNPT, two conn. w/ Blind Plugs E= LCD Digital Ind. & Range Setting Switch B= Flat 2" Pipe Mount Bracket {304SS} FU1= FM Explosion Proof/Instrinsic Safe D1= English Engineering Units RANGED: 0-30 | KAM CONTROLS
13-24975 | Endress Hauser Differential Pressure Transmitter. Deltabar S PMD75 1PMD75-A8WE1/0 (PMD75-TBC7H61DAQA+N5) Differential pressure, piezoresistive. Transmitter. Application: pressure/level/flow. Membrane: metal. Secondary process barrier. :: High long term stability. :: High static pressure/overload safety. :: High reliability through process monitoring. :: Enhanced mechanical integrity. :: Modular. T - Approval: FM XP Cl.I Div.1 Gr.A-D, AEx d, zone 1,2 NI Cl.I Div.2 Gr.A-D, zone 2 B - Output; Operating: 4-20mA HART; inside + LCD C - Housing; Cover Sealing; Cable Entry: T14 Alu IP66/67 NEMA6P; EPDM; NPT1/2 thread, T14 = side cover 7H - Nominal Range; Cell Material; PN: 3bar/300kPa/45psi; 316L; 160bar/ 16MPa/2400psi 6 - Calibration; Unit: Nominal range; psi 1 - Membrane Material: 316L D - Process Connection: NPT1/4-18 IEC61518 UNF7/16-20, 316L incl. 2 valves, 316L A - Seal: FKM Viton Q - Additional Option 1: Mounting bracket, wall/pipe, 316L, standard design A - Additional Option 2: Not selected N5 - Accessory Mounted: 5 valve manifold 316L, see additional spec. Country of origin: US | DEEPWATER MA
13-25000 | Rosemount 2051 DPIT 0-30 psi Differential Pressure Indicator Transmitter 2051CD3A02A1AS5E5M5 w/ 0305RC32B11B4 Valve Manifold | CYPRESS
13-25015 | Rosemount 3051CD4A22A1AE5M5T1P1D7Q15 DPIT -300 +300 Coplanar Transmitter D Measurement Type: Differential 4 Pressure Range: -300 to 300 psi (20.7 bar) A Transmitter Output: 4-20 mA with Digital Signal Based on HART Protocol 2 Isolating Diaphragm: 316L SST A O-Ring: Glass-filled PTFE 1 Sensor Fill Fluid: Silicone A Housing Material ¦ Conduit Entry Size: Aluminum ¦ 1/2-14 NPT S5 Manifold Assembly: Assemble to Rosemount 305 Integral Manifold E5 Product Certifications: USA Explosion-proof, Dust Ignition-proof M5 Display and Interface Options: LCD Display T1 Transient Protection: Transient Terminal Block P1 Pressure Testing: Hydrostatic testing with Certificate Q15 NACE Certificate: Certificate of Compliance to NACE MR0175/ISO 15156 for wetted materials | MIDSTREAM VA
13-25016 | Rosemount R305EC32B11B4SG Integral Manifold E Design Class: Enhanced C Manifold Style: Coplanar 3 Manifold Type: 3-Valve 2 Materials of Construction: 316/316L SST B Process Connection Style: 1/2-14 NPT female 1 Packing Material: PTFE 1 Valve Seat: Integral B4 Mounting Bracket: SST Mounting Bracket for 2-inch pipe mount with series 300 SST bolts SG Material Recommendation for NACE: Sour Gas (Meets NACE MR 0175/ISO 15156, MR 0103). | CAMERON MEAS
13-25025 | Rosemount 305 Integral Manifold 0305RC32B11B4 0305 Rosemount 305 Integral Manifold R Manufacturer: Rosemount Inc. C Manifold Style: Coplanar 3 Manifold Type: 3-Valve 2 Materials of Construction: 316/316L SST B Process Connection Style: 1/2-14 NPT female 1 Packing Material: PTFE 1 Valve Seat: Integral B4 Mounting Bracket: SST Mounting Bracket for 2-inch pipe mount with series 300 SST bolts | INDUSTRIAL
13-25100 | Rosemount 306 In-Line Manifold 0306RT22AA11 0306 Rosemount 306 In-Line Manifold R Manufacturer: Rosemount Inc. T Manifold Style: Threaded 2 Manifold Type: 2-Valve 2 Materials of Construction: 316/316L SST AA Process Connection Style: 1/2-14 male ANPT Process Connection for Inline Transmitter 1 Packing Material: PTFE 1 Valve Seat: Integral | TORO COMPLET
134 MILES | 134 miles | ULTIMATE WEL
13-50500 | Rosemount 3144P Temperature Transmitter 3144PD1A1K5B5T1Q4 3144P Rosemount 3144P Temperature Transmitter D1 Housing Style ¦ Material ¦ Conduit Entry Size: Field Mount, Dual- Compartment Housing ¦ Aluminum ¦ ½-14 NPT A Transmitter Output: 4-20 mA with digital signal based on HART protocol 1 Measurement Configuration: Single Sensor K5 Product Certifications: FM IS, nonincendive & explosionproof combo (includes standard IS and FISCO for fieldbus units) B5 Mounting Bracket: "L" Mounting Bracket for 2-inch pipe or panel mounting - All SST T1 Transient Protector: Integral Transient Protector Q4 Calibration Certificate: Calibration Certificate (3-Point Calibration) | KOFLO CORPOR
13-50505 | Rosemount 214C Temperature Sensor 214CRTSMB1S4E0042SLE5XAXW 214C Rosemount 214C Temperature Sensor RT Sensor Type: RTD Thin-film, PT100, α = 0.00385, -50 to 450 °C SM Sensor Sheath Material: 321 SST B1 Sensor Accuracy: Class B per IEC 60751 S4 Sensor Wire Configuration: Single, 4-Wire E Dimension Units: US Customary/English Units (inches) 0042 Sensor Insertion Length (L): xxx.x inches, 0 to 078.5 inches in 0.25" increments. Example: 0020 = 2" or 0150 = 15" SL Sensor Mounting Style (Fittings and Adapters): Spring Loaded Adapter E5 Product Certifications: US Explosionproof XA Transmitter Assembled To Sensor: Process Ready Assembly of Transmitter and Sensor XW Thermowell Assembled To Sensor: Process Ready Assembly of Sensor and Thermowell Assembled with 13-50500 and 13-50510 | INDUSTRIAL
13-50510 | Rosemount 114C Thermowell 114CE0015TAB2SC027BXW 114C Rosemount 114C Thermowell E Dimensional Units: English Units 0015 Immersion Length: XXX.X in, 1/4" increments from 0.5" to 100". Example: 0005 for 0.5" or 0062 for 6.25" T Mounting Style: Threaded AB Process Connections: 3/4 - 14 ANPT 2 Stem Style: Tapered Stem SC Thermowell Material: 316/ 316L Dual Rated 027 Head Length: XX.X in, 1/4" increments from 1.75" to 11.25". Example: 020 = 2" or 042 = 4.25" B Instrument Connection: 1/2"-14 NPSM XW Sensor/ Thermowell Assemble to Options: Process ready assembly of a sensor and thermowell. Assembled with 13-50500 and 13-50505. | INDUSTRIAL
13-50515 | ROSEMOUNT 114C THERMOWELL 114CE0015TAB2SC027A | INDUSTRIAL
13-50520 | Display Kit, 03144-3120-0001:M5 Meter Kit for Rosemount 3144P, Aluminum | TORO COMPLET
13-50525 | Display Kit, 00644-7730-0001:M5 Meter Kit for Rosemount 644P, ROHS Compliant, 644NG | INDUSTRIAL
13-50535 | Rosemount Inline Pressure Transmitter 3051TG3A2B21AB4K5M5T1 3051T Inline Pressure Transmitter G Pressure Type: Gage 3 Pressure Upper Range Limit: 800 psi (55.2 bar) A Transmitter Output: 4-20 mA with Digital Signal Based on HART Protocol 2B Process Connection Style: 1/2-14 NPT Female 2 Isolating Diaphragm ¦ Process Connection Wetted Parts Material: 316L SST ¦ 316L SST 1 Sensor Fill Fluid: Silicone A Housing Material ¦ Conduit Entry Size: Aluminum ¦ 1/2-14 NPT B4 Mounting Bracket: Bracket for 2-in. Pipe or Panel Mounting, All SST K5 Product Certifications: FM Explosion-proof, Dust Ignition-proof, Intrinsically Safe, and Division 2 M5 Display and Interface Options: LCD Display T1 Transient Terminal Block: Transient Protection Terminal Block | INDUSTRIAL
13-50540 | ROSEMOUNT 114C THERMOWELL 114CE0015TAB2SC027AR06 | INDUSTRIAL
13-50550 | Rosemount Scalable Pressure Transmitter 3051S2CD4A2A11A1AK5M5T1 2 Performance Class: Classic: 0.035 percent span accuracy, 150:1 rangedown, 15-yr stability C Connection Type: Coplanar D Measurement Type: Differential 4 Primary Pressure Range: -300 to 300 psi A Secondary Pressure Range: None,Single-Variable Device 2 Isolating Diaphragm: 316L SST A11 Process Connection ¦ Size ¦ Flange Material ¦ Drain Vent ¦ Bolting: Assemble to Model 305 Integral Manifold A Transmitter Output: 4-20 mA with digital signal based on HART protocol 1A Housing Style ¦ Material ¦ Conduit Entry Size: PlantWeb housing ¦ Aluminum ¦ 1/2-14 NPT K5 Product Certifications: FM Explosion-proof, Dust Ignition-proof, Intrinsically Safe, Division 2 M5 Display Type: PlantWeb LCD Display T1 Transient Protection: Transient terminal block. Assembled with 13-50555. | MIDSTREAM VA
13-50555 | Rosemount 305 Integral Manifold 0305RC32B11B4 0305 Rosemount 305 Integral Manifold R Manufacturer: Rosemount Inc. C Manifold Style: Coplanar 3 Manifold Type: 3-Valve 2 Body ¦ Bonnet ¦ Stem ¦ Tip: 316 SST ¦ 316 SST ¦ 316 SST ¦ 316 SST B Process Connection Style: 1/2-14 NPT female 1 Packing Material: PTFE 1 Valve Seat: Integral B4 Mounting Bracket: SST Mounting Bracket for 2-inch pipe mount with series 300 SST bolts. Assembled with 13-50550 | TASK OIL AND
13-59995 | Rosemount 2120 Vibrating Fork Liquid Level Switch / -40...302 DEG F -40...150 DEG C) MFG PN: 2120D0DV1E5YA0000 3/4" NPT connection with 1.7" Immersion Length Fork | CITY PIPE
136 MILES | 136 miles | CITY PIPE
13-60000 | Rosemount 2120 Vibrating Fork Liquid Level Switch / -40...302 DEG F (-40...150 DEG C) MFG PN: 2120D1DV1E5YA0000 1" NPT connection with 1.7" Immersion Length Fork | E-Z PIPE
13-60025 | Rosemount 2120 Vibrating Fork Liquid Level Switch / -40...302 DEG F (-40...150 DEG C) MFG PN: 2120D2DV1E5YE0040 2" NPT connection with 4" Immersion Length Fork | CITY PIPE
13-60050 | Vibrating Fork Liquid Level Switch / -40...302 DEG F (-40...150 DEG C) 2120D2DV1E5YE0100 | MIDSTREAM VA
13-65000 | Rosemount 644 0.2* Accurate Temperature Transmitter 644HAE5J2M5P8C2Q4XA 644 Rosemount 644 Temperature Transmitter H Transmitter Type and Measurement Configuration: DIN A Head Mount - Single Sensor Input A Transmitter Output: 4-20 mA with digital signal based on HART protocol E5 Product Certifications: FM Explosion-proof; Dust Ignition-proof J2 Enclosure Options ¦ Material ¦ Conduit Entry Size: Universal Junction Box, 3 entries ¦ Aluminum ¦ ½-14 NPT M5 Display and Interface Options: LCD Display P8 Enhanced Performance: Enhanced Transmitter Accuracy and Stability C2 Sensor Trim: Transmitter-Sensor Matching - Trim to Specific Rosemount RTD Calibration Schedule (CVD constants) Q4 Calibration Certificate: Calibration Certificate (3-Point Calibration) XA Assemble To Options: Process Ready assembly of a transmitter and sensor | MIDSTREAM VA
13-65025 | Rosemount 3144P 0.2* Accurate Temperature Transmitter 3144PD1A1E5M5C2Q4XA 3144P Rosemount 3144P Temperature Transmitter D1 Housing Style ¦ Material ¦ Conduit Entry Size: Field Mount, Dual- Compartment Housing ¦ Aluminum ¦ ½-14 NPT A Transmitter Output: 4-20 mA with digital signal based on HART protocol 1 Measurement Configuration: Single Sensor E5 Product Certifications: FM Explosionproof, Dust Ignition-Proof and nonincendive approval M5 Display: LCD Display C2 Sensor Trim: Transmitter-Sensor Matching - Trim to PT100 RTD Calibration Schedule (CVD constants) Q4 Calibration Certificate: Calibration Certificate (3-Point Calibration) XA Assemble To Options: Sensor Specified Separately and Assembled to Transmitter | TEINERT META
13-65030 | Rosemount 214C Temperature Sensor 214CRWSMA1S4E0042SLE5V20Q4XAXT 214C Rosemount 214C Temperature Sensor RW Sensor Type: RTD Wirewound, PT100, α = 0.00385, -196 to 300 °C SM Sensor Sheath Material: 321 SST A1 Sensor Accuracy: Class A per IEC 60751 S4 Sensor Wire Configuration: Single, 4-Wire E Dimension Units: US Customary/English Units (inches) 0042 Sensor Insertion Length (L): xxx.x inches, 0 to 078.5 inches in 0.25" increments. Example: 0020 = 2" or 0150 = 15" SL Sensor Mounting Style (Fittings and Adapters): Spring Loaded Adapter E5 Product Certifications: US Explosionproof V20 Calibration: Calibration with A, B, C and Calendar-Van Dusen constants, 0 deg C to 100 deg C Q4 Calibration Certificate: Calibration Certificate XA Transmitter Assembled To Sensor: Process Ready Assembly of Transmitter and Sensor XT Thermowell Assembled To Sensor: Hand Tight Assembly of Sensor and Thermowell | TEINERT META
13-65035 | Rosemount 114C Thermowell 3/4" NPT x 2" 114CE0015TAB2SC020AXW 114C Rosemount 114C Thermowell E Dimensional Units: English Units 0015 Immersion Length: XXX.X in, 1/4" increments from 0.5" to 100". Example: 0005 for 0.5" or 0062 for 6.25" T Mounting Style: Threaded AB Process Connections: 3/4 - 14 ANPT 2 Stem Style: Tapered Stem SC Thermowell Material: 316/ 316L Dual Rated 020 Head Length: XX.X in, 1/4" increments from 1.75" to 11.25". Example: 020 = 2" or 042 = 4.25" A Instrument Connection: 1/2"-14 ANPT XW Sensor/ Thermowell Assemble to Options: Process ready assembly of a sensor and thermowell | TEINERT META
13-65040 | Rosemount 214C Temperature Sensor 214CRTSMB1S4E0035SLE5V20Q4XAXW 214C Rosemount 214C Temperature Sensor RT Sensor Type: RTD Thin-film, PT100, α = 0.00385, -50 to 450 °C SM Sensor Sheath Material: 321 SST B1 Sensor Accuracy: Class B per IEC 60751 S4 Sensor Wire Configuration: Single, 4-Wire E Dimension Units: US Customary/English Units (inches) 0035 Sensor Insertion Length (L): xxx.x inches, 0 to 078.5 inches in 0.25" increments. Example: 0020 = 2" or 0150 = 15" SL Sensor Mounting Style (Fittings and Adapters): Spring Loaded Adapter E5 Product Certifications: US Explosionproof V20 Calibration: Calibration with A, B, C and Calendar-Van Dusen constants, 0 deg C to 100 deg C Q4 Calibration Certificate: Calibration Certificate XA Transmitter Assembled To Sensor: Process Ready Assembly of Transmitter and Sensor XW Thermowell Assembled To Sensor: Process Ready Assembly of Sensor and Thermowell | TEINERT META
13-65045 | Rosemount 114C Thermowell 3/4" NPT x 3" 114CE0030TAB2SC032AXT 114C Rosemount 114C Thermowell E Dimensional Units: English Units 0030 Immersion Length: XXX.X in, 1/4" increments from 0.5" to 100". Example: 0005 for 0.5" or 0062 for 6.25" T Mounting Style: Threaded AB Process Connections: 3/4 - 14 ANPT 2 Stem Style: Tapered Stem SC Thermowell Material: 316/ 316L Dual Rated 032 Head Length: XX.X in, 1/4" increments from 1.75" to 11.25". Example: 020 = 2" or 042 = 4.25" A Instrument Connection: 1/2"-14 ANPT XT Sensor/ Thermowell Assemble to Options: Hand tight assembly of a sensor and thermowell Assemble to Item 13-65040 | AWC, INC
13-65050 | Rosemount 214C Temperature Sensor 214CRWSMA1S4E0062SLE5V20Q4XAXT 214C Rosemount 214C Temperature Sensor RW Sensor Type: RTD Wirewound, PT100, α = 0.00385, -196 to 300 °C SM Sensor Sheath Material: 321 SST A1 Sensor Accuracy: Class A per IEC 60751 S4 Sensor Wire Configuration: Single, 4-Wire E Dimension Units: US Customary/English Units (inches) 0062 Sensor Insertion Length (L): xxx.x inches, 0 to 078.5 inches in 0.25" increments. Example: 0020 = 2" or 0150 = 15" SL Sensor Mounting Style (Fittings and Adapters): Spring Loaded Adapter E5 Product Certifications: US Explosionproof V20 Calibration: Calibration with A, B, C and Calendar-Van Dusen constants, 0 deg C to 100 deg C Q4 Calibration Certificate: Calibration Certificate XA Transmitter Assembled To Sensor: Process Ready Assembly of Transmitter and Sensor XT Thermowell Assembled To Sensor: Hand Tight Assembly of Sensor and Thermowell | SUMMIT
13-65055 | Rosemount 114C Thermowell 3/4" NPT x 4" 114CE0040TAB2SC022AXT 114C Rosemount 114C Thermowell E Dimensional Units: English Units 0040 Immersion Length: XXX.X in, 1/4" increments from 0.5" to 100". Example: 0005 for 0.5" or 0062 for 6.25" T Mounting Style: Threaded AB Process Connections: 3/4 - 14 ANPT 2 Stem Style: Tapered Stem SC Thermowell Material: 316/ 316L Dual Rated 022 Head Length: XX.X in, 1/4" increments from 1.75" to 11.25". Example: 020 = 2" or 042 = 4.25" A Instrument Connection: 1/2"-14 ANPT XT Sensor/ Thermowell Assemble to Options: Hand tight assembly of a sensor and thermowell Assemble to Item 13-65050 | SUMMIT
13-66000 | Rosemount 214C Temperature Sensor 214CRWSMA1S4E0112SLE5V20Q4XAXT 214C Rosemount 214C Temperature Sensor RW Sensor Type: RTD Wirewound, PT100, α = 0.00385, -196 to 300 °C SM Sensor Sheath Material: 321 SST A1 Sensor Accuracy: Class A per IEC 60751 S4 Sensor Wire Configuration: Single, 4-Wire E Dimension Units: US Customary/English Units (inches) 0112 Sensor Insertion Length (L): xxx.x inches, 0 to 078.5 inches in 0.25" increments. Example: 0020 = 2" or 0150 = 15" SL Sensor Mounting Style (Fittings and Adapters): Spring Loaded Adapter E5 Product Certifications: US Explosionproof V20 Calibration: Calibration with A, B, C and Calendar-Van Dusen constants, 0 deg C to 100 deg C Q4 Calibration Certificate: Calibration Certificate XA Transmitter Assembled To Sensor: Process Ready Assembly of Transmitter and Sensor XT Thermowell Assembled To Sensor: Hand Tight Assembly of Sensor and Thermowell | SUMMIT
13-66005 | Rosemount 114C Thermowell 1/2" NPT x 8" 114CE0080TAA2SC032AXT 114C Rosemount 114C Thermowell E Dimensional Units: English Units 0080 Immersion Length: XXX.X in, 1/4" increments from 0.5" to 100". Example: 0005 for 0.5" or 0062 for 6.25" T Mounting Style: Threaded AA Process Connections: 1/2 - 14 ANPT 2 Stem Style: Tapered Stem SC Thermowell Material: 316/ 316L Dual Rated 032 Head Length: XX.X in, 1/4" increments from 1.75" to 11.25". Example: 020 = 2" or 042 = 4.25" A Instrument Connection: 1/2"-14 ANPT XT Sensor/ Thermowell AsseAssemble to Options: Hand tight assembly of a sensor and thermowell Assemble to Item 13-66000 | SUMMIT
13-70000 | RTD - L/M; RTD, 100 OHM, 4W, 0.00385, 24" CWSPT1424 AL Can of Worms - Ten per Can | SUMMIT
13-70010 | RTD Head, Used w/ Can of Worms | SUMMIT
13-75125 | AWC OLIVER VALVE REMOTE MOUNTING 2 VALVE MANIFOLD MANIFOLD TYPE:G12MF MATERIAL:316 STAINLESS STEEL STANDARD VALVE SIZE: 1/2"RATING:6,000 PSI IN PORT NPT: 1/2" MALE OUT PORT NPT: 1/2" FEMALE VENT NPT: 1/4" FEMALE NA: NACE MR-01-75 | SUMMIT
13-75130 | AWC OLIVER REMOTE MOUNTED 2 VALVE MANIFOLDPROCESS/INSTRUMENT CONN: 1/2" NPT MALEVENT CONN: 1/4" NPT FEMALEBODY/TRIM: 316 SS GLAND PACKING: PTFEPRESSURE: 6,000 PSI 414 BARTEMP: 240°C @ REDUCED PRESS.T-BAR HANDLE OPERATIONCONFORMS TO NACE MR-01-75. Mfr pn: G12MMS/NA | SUMMIT
13-75140 | Swagelok SS-V2NBM8-F8-11486 SS (2) Valve Manifold 1/2"MNPT X 1/2" FNPT 316 SS | SUMMIT
13-75145 | Swagelok SS-V2NBM12-F8-11486 SS (2) Valve Manifold 3/4"MNPT X 1/2" FNPT FS | ELLIOTT ELEC
13-75146 | Swagelok SS-QC4-B-4PM SS Instrumentation Quick Body 1/4"MNPT. | SUMMIT
13-75147 | Swagelok SS-QC4-BP Body Protector for 1/4" QC series Quick Connect. | SUMMIT
13-75160 | Techstar 5D/M8W6TV2XL Double Block & Bleed, 1" MNPT x 3/4" FNPT, Teflon, 1/4" vent port & bleed plug, 316L SS, 6000 PSIG | SUMMIT
13-90000 | Yokogawa DPharp Digitial Direct Mount Pressure Transmitter. Range 0-15 PSI MFG PN: EJA530E-JAS7N-012EL/FUI/D1 * 2 Wire, 24 VDC Loop Powered * Standard CE Mark * SIL II Certified -J= 4-20 mADC Output w/ HART 5/7 Protocol D= 0-720 To 0-7200 PSI Min/Max Span S= Hastelloy C Diaphragm/316SS Flanges 7= 0.5" MNPT Process Connection 1= Cast-aluminum Alloy Amp Housing 2= 1/2" FNPT Electrical Conn./2 Ports E= W/LCD Digital Indicator w/Range Switch L= 316SS 2" Pipe Mount Bracket FU1= Combined /FF1 and /FS1 D1= Unit of MWP on DP expressed in psi | SUMMIT
13-90100 | Yokogawa DPharp Digitial Direct Mount Pressure Transmitter. Range 0-300 PSI. MFG PN: EJA530E-JCS7N-012EL/FUI/D1 * 2 Wire, 24 VDC Loop Powered * Standard CE Mark * SIL II Certified -J= 4-20 mADC Output w/ HART 5/7 Protocol D= 0-720 To 0-7200 PSI Min/Max Span S= Hastelloy C Diaphragm/316SS Flanges 7= 0.5" MNPT Process Connection 1= Cast-aluminum Alloy Amp Housing 2= 1/2" FNPT Electrical Conn./2 Ports E= W/LCD Digital Indicator w/Range Switch L= 316SS 2" Pipe Mount Bracket FU1= Combined /FF1 and /FS1 D1= Unit of MWP on DP expressed in psi | SUMMIT
13-90200 | Yokogawa DPharp Digitial Direct Mount Pressure Transmitter. Range 0-1450 PSI. MFG PN: EJA530E-JCS7N-012EL/FU1/D1 * 2 Wire, 24 VDC Loop Powered * Standard CE Mark * SIL II Certified J= 4-20 mADC Output w/ HART 5/7 Protocol C= 0-72.5 To 0-1450 PSI Min/Max Span S= Hastelloy C Diaphragm/316SS Flanges 7= 0.5" MNPT Process Connection 1= Cast-aluminum Alloy Amp Housing 2= 1/2" FNPT Electrical Conn./2 Ports E= W/LCD Digital Indicator w/Range Switch L= 316SS 2" Pipe Mount Bracket FU1= Combined /FF1 and /FS1 D1= Unit of MWP on DP expressed in psi | SUMMIT
13-90300 | Yokogawa DPharp Digitial Direct Mount Pressure Transmitter. Range 0-1450 PSI. MFG PN: EJA530E-JDS7N-012EL/FUI/D1 * 2 Wire, 24 VDC Loop Powered * Standard CE Mark * SIL II Certified -J= 4-20 mADC Output w/ HART 5/7 Protocol D= 0-720 To 0-7200 PSI Min/Max Span S= Hastelloy C Diaphragm/316SS Flanges 7= 0.5" MNPT Process Connection 1= Cast-aluminum Alloy Amp Housing 2= 1/2" FNPT Electrical Conn./2 Ports E= W/LCD Digital Indicator w/Range Switch L= 316SS 2" Pipe Mount Bracket FU1= Combined /FF1 and /FS1 D1= Unit of MWP on DP expressed in psi | SUMMIT
13-90400 | Yokogawa DPharp Digitial Direct Mount Pressure Transmitter. Range 0-4000 PSI. MFG PN: EJA530E-JDS7N-012EL/FU1/D1 * 2 Wire, 24 VDC Loop Powered * Standard CE Mark * SIL II Certified -J= 4-20 mADC Output w/ HART 5/7 Protocol D= 0-720 To 0-7200 PSI Min/Max Span S= Hastelloy C Diaphragm/316SS Flanges 7= 0.5" MNPT Process Connection 1= Cast-aluminum Alloy Amp Housing 2= 1/2" FNPT Electrical Conn./2 Ports E= W/LCD Digital Indicator w/Range Switch L= 316SS 2" Pipe Mount Bracket FU1= Combined /FF1 and /FS1 D1= Unit of MWP on DP expressed in psi RANGED: 0-4000 PSIG | ELLIOTT ELEC
13-94500 | ReoTemp PR25S1A4P17-S-P PR25S: Heavy Duty Repairable Stainless Gauge, Series PR 2.5" Dial, 304SS Case, Twist-on Bayonet Bezel 1: Wetted Parts - 316 SS Tube & Socket A: Bottom Connect (Stem Mount) 4: Process Connection - 1/4 NPT P17: Range - 0 psi to 60 psi S: Case Fill - Silicone P: Lens - Plastic (acrylic) | ELLIOTT ELEC
13-94505 | ReoTemp PM15C1C4P19-D-P Industrial Stainless Gauge, 1.5" Dial, 304SS Case, Crimped Bezel Wetted Parts - 316 SS Tube & Socket, Center Back Connection Process Connection - 1/4 NPT, Range - 0 psi to 160 psi, Case Fill - Dry, Lens - Plastic acrylic | ELLIOTT ELEC
13-94515 | ReoTemp PT45P1A2P18-G-T Solid Front Industrial Process Gauge, 4.5" Dial, Phenolic Reinforced Thermoplastic Case, Wetted Parts - 316 SS Tube & Socket, `Bottom Connect (Stem Mount), Process Connection - 1/2 NPT, Range - 0 psi to 100 psi, Case Fill - Glycerin USP, Lens - Tempered Safety Glass. | ELLIOTT ELEC
13-94520 | ReoTemp PT45P1A2P18-S-T PT45P: Solid Front Industrial Process Gauge, Series PT 4.5" Dial, Phenolic Reinforced Thermoplastic Case 1: Wetted Parts - 316 SS Tube & Socket A: Bottom Connect (Stem Mount) 2: Process Connection - 1/2 NPT P18: Range - 0 psi to 100 psi S: Case Fill - Silicone T: Lens - Tempered Safety Glass | SUMMIT
13-94585 | ReoTemp EH-X-1T-PX1254X RTD Assembly Explosion Proof Aluminum (FM, FMC, CSA) Head 1/2"NPT Conduit 4-20 mA Tranx (0-400 F Calibration.) Spring-loaded 316SS Bushing 1/2" NPT 3-wire Single (Standard) Std temp RTD (Pt/385/ Class B (Standard), 100 ohm) 1/4" dia. X 4 in. long 316SS stem | ELLIOTT ELEC
13-94600 | ReoTemp EH-X-1T-PX1256X RTD Assembly Explosion Proof Aluminum (FM, FMC, CSA) Head 1/2"NPT Conduit 4-20 mA Tranx (0-400F Calibration) Spring-loaded 316SS Bushing 1/2" NPT 3-wire Single (Standard) Std temp RTD (Pt/385/ Class B (Standard), 100 ohm) 1/4" dia. X 6 in. long 316SS stem | THE SHERWIN
13-94635 | ReoTemp AA0251F47-3H Industrial Bimetal Dial Thermometer AA: 3" Dial Back Conn./Reset 025: 2.5" Stem 1: 1/2" NPT (Most Common) F47: 0/250°F 3H: 316 SS Head and Bezel | THE SHERWIN
13-94650 | ReoTemp AA0601F47-3H Industrial Bimetal Dial Thermometer AA: 3" Dial Back Conn./Reset 060: 6" Stem 1: 1/2" NPT (Most Common) F47: 0/250°F 3H: 316 SS Head and Bezel | ELLIOTT ELEC
13-94665 | ReoTemp LL0601F67-3HSS Industrial Bimetal Dial Thermometer LL: 3" Dial, Adjustable Angle/Reset 060: 6" Stem 1: 1/2" NPT (Most Common) F67: 50/500°F 3H: 316 SS Head and Bezel SS: 316 Stainless Stem | ELLIOTT ELEC
13-94705 | ReoTemp ST2.5304-1 Threaded Thermowell Element Length (A)=2.5" Material: 304 Stainless (std) Process Thread: 1" NPT Insertion (U)=1.63" Straight Shank .260" bore, for 1/4" dia. Element Overall (L)=2.88" | SUMMIT
13-94720 | ReoTemp ST4304-S Threaded Thermowell Element Length (A)=4" Material: 304 Stainless (std) Process Thread: 3/4" NPT (std) Insertion (U)=2.5" Straight Shank .260" bore, for 1/4" dia. Element Overall (L)=4.25" | BORDER STATE
13-94740 | ReoTemp ST6316-T Threaded Thermowell Element Length (A)=6" Material: 316 Stainless (std) Process Thread: 3/4" NPT (std) Insertion (U)=4.5" Tapered Shank .260" bore, for 1/4" dia. Element Overall (L)=6.25" | HATFIELD AND
13X13 PNTD BK PNL 16X16 ENCL | Charge back to Ovintiv job # 21566-01 | ELLIOTT ELEC
14 FT FIBERGLASS LADDER | Job # 21109-10 Charge back to moms meals | ELLIOTT ELEC
14 GA WIRE BLACK | 14 Ga Wire Black | ELLIOTT ELEC
14 GA WIRE BLUE | 14 Ga Wire Blue | ELLIOTT ELEC
14 GA WIRE ORANGE | 14 Ga Wire Orange | ELLIOTT ELEC
14 GA WIRE RED | 14 Ga Wire Red | ELLIOTT ELEC
14 GA WIRE YELLOW | 14 Ga Wire Yellow | PROLIFT
14 GA. PICKLED & OILED SHEET | HR PICKLED & OILED SHEET A-569 14 GA. X 60.0000" X 120.0000" MATERIAL | ELLIOTT ELEC
14 GAUGE SHEET | (7) SHEETS OF 14 GA HOT ROLLED SHEET ***GOLD*** | ELLIOTT ELEC
14 STEEL HEX NUT 100 EA | Job # 21109-10 DOTTIE HN-14 STEEL HEX NUT | AWC, INC
14" 68# HOT ROLLED BEAM | (1) 20' joint | ELLIOTT ELEC
14/12 XHHW-2TC | 14/12 XHHW-2TC | ELLIOTT ELEC
14” OD 1/4"GROOVE O-RING | 14” OD 1/4"groove O-Ring | AGI INDUSTR
14-00020 | UBOLT - 2" x 3/8" Stock Galvanized Polyshrink Coated with Rod 4 H
14-00030 | UBOLT - 3" x 1/2" Stock Galvanized Polyshrink Coated with Rod 4 H | AWC, INC
14-00040 | UBOLT - 4" x 1/2" Stock Galvanized Polyshrink Coated with Rod 4 H | AWC, INC
14-00060 | UBOLT - 6" x 5/8" Stock Galvanized Polyshrink Coated with Rod 4 H | AWC, INC
14-00062 | UBOLT - 8" x 5/8" Stock Galvanized Polyshrink Coated with Rod 4 Hex Nuts | AWC, INC
14-00066 | UBOLT - 12" x 7/8" Stock Galvanized Polyshrink Coated with Rod 4 Hex Nuts | AWC, INC
14-00070 | 3/4" 90 2M | VANZANDT CON
14-00080 | 3/4" 90 3M | VANZANDT CON
14-00090 | 1" 90 2M | AWC, INC
14-00100 | 1" 90 3M | AWC, INC
14-00110 | 1/4" PLUG | AWC, INC
14-00112 | 1"X1 1/2" FLAT FACE GASKET | AWC, INC
14-00120 | 1/2" PLUG | AWC, INC
14-00130 | 3/4" PLUG | AWC, INC
14-00140 | 1" PLUG | AWC, INC
14-00150 | 1 1/2" PLUG | AWC, INC
14-00160 | 2" PLUG | AWC, INC
14-00170 | 1/2"X1/4" BUSHING | AWC, INC
14-00180 | 3/4"X1/4" BUSHING | AWC, INC
14-00190 | 3/4"1/2" BUSHING | AWC, INC
14-00200 | 2" Hose Coupler Adapter x Female NPT "A" Brass Cam Groove Fitting. MFG PN BA200 Import | AWC, INC
14-00205 | 2" Dust Cap "DC" Brass Cam Groove Fitting. MFG PN BDC200 Import | AWC, INC
14-00210 | 1"X1/4" BUSHING | AWC, INC
14-00220 | 1"X1/2" BUSHING | AWC, INC
14-00230 | 1"X3/4" BUSHING | AWC, INC
14-00240 | 1-1/4"X1/2" BUSHING | AWC, INC
14-00250 | 1-1/4"X1" BUSHING | AWC, INC
14-00260 | 1-1/2"X1/2" BUSHING | AWC, INC
14-00270 | 1-1/2"X1" BUSHING | AWC, INC
14-00280 | 1-1/2"X1-1/4" BUSHING | AWC, INC
14-00290 | 2"X1/2" BUSHING | AWC, INC
14-00300 | 3" Hose Coupler Adapter x Female NPT "A" Brass Cam Groove Fitting. MFG PN BA300 Import | AWC, INC
14-00305 | 3" Dust Cap "DC" Brass Cam Groove Fitting. MFG PN BDC300 Import | AWC, INC
14-00310 | 2"X1" BUSHING | AWC, INC
14-00320 | 2"X1-1/2" BUSHING | AWC, INC
14-00330 | 3" FNPT Figure 100 Hammer Union 1,000 psi. Black/Yellow A105 CS | AWC, INC
14-00340 | 3/4" TEE 2M | AWC, INC
14-00345 | 3" MNPT Standard Hammer Union Bull Plug | AWC, INC
14-00350 | 3/4" TEE 3M | AWC, INC
14-00360 | 1" TEE 2M | AWC, INC
14-00370 | 1" TEE 3M | AWC, INC
14-00380 | 3" 150 BLIND | AWC, INC
14-00390 | 1" THREAD FLANGES | AWC, INC
14-00400 | 4" Hose Coupler Adapter x Female NPT "A" Brass Cam Groove Fitting. MFG PN BA400 Import | AWC, INC
14-00405 | 4" Dust Cap "DC" Brass Cam Groove Fitting. MFG PN BDC400 Import | AWC, INC
14-00410 | 3/4" UNION | AWC, INC
14-00420 | 1" UNION | AWC, INC
14-00430 | 1/2"X4" XXH NIPPLE | AWC, INC
14-00440 | 4" FNPT Figure 100 Hammer Union 1,000 psi. Black/Yellow A105 CS | AWC, INC
14-00445 | 4" MNPT Standard Hammer Union Bull Plug | AWC, INC
14-00450 | 3/4"X4" XXH NIPPLE | AWC, INC
14-00460 | 1"X4" XXH NIPPLE | AWC, INC
14-00465 | 4" PCC-301-4 Yellow Six Gallon Containment Container | AWC, INC
14-00470 | 5/8"X3 1/2" BLACK BOLTS | AWC, INC
14-00480 | 5/8"X3 3/4" BLACK BOLTS | AWC, INC
14-00490 | 5/8"X4" BLACK BOLTS | AWC, INC
14-00500 | 5/8"X4 1/2" BLACK BOLTS | AWC, INC
14-005002 | 1/2"X2" SCH 80 NIPPLE | AWC, INC
14-00510 | 5/8"X5 1/2" BLACK BOLTS | AWC, INC
14-00520 | 5/8"X6 1/2" BLACK BOLTS | AWC, INC
14-00530 | 3/4"X4 1/2" BLACK BOLTS | AWC, INC
14-00540 | 3/4"X5 1/2" BLACK BOLTS | AWC, INC
14-00550 | 3/4"X6 1/2" BLACK BOLTS | AWC, INC
14-00560 | 3/4"X7" BLACK BOLTS | GDL INDUSTRI
14-00570 | 7/8"X6 1/2" BLACK BOLTS | ELLIOTT ELEC
14-00580 | 5/8"X3 1/2" CAD BOLTS | ELLIOTT ELEC
14-00590 | 5/8"X3 3/4" CAD BOLTS | COMMERCIAL E
14-00600 | 5/8"X4" CAD BOLTS | COMMERCIAL E
14-00610 | 5/8"X4 1/2" CAD BOLTS | CARLTON INDU
14-00620 | 5/8"X6 1/2" CAD BOLTS | AWC, INC
14-00630 | 3/4"X4 1/2" CAD BOLTS | THE REYNOLDS
14-00640 | 3/4"X5 1/2" CAD BOLTS | THE REYNOLDS
14-00650 | 7/8"X6 1/2" CAD BOLTS | THE REYNOLDS
14-00670 | PIPE DOPE (PINT SIZE) | ELLIOTT ELEC
14-00680 | 1/2" TEFLON TAPE | ELLIOTT ELEC
14-00690 | 3/4" TEFLON TAPE | ELLIOTT ELEC
14-00695 | 1" TEFLON TAPE | ELLIOTT ELEC
14-01150 | 1" 150 FLAT FACE GASKET | ELLIOTT ELEC
14-01280 | 1"X2" SCH 80 NIPPLE | ELLIOTT ELEC
14-01380 | 1"X3" SCH 80 NIPPLE | SUMMIT
14-02000 | 2" 150# Titan PB18-SS-0200 Spectacle Blind 304SS 1/8" Thickness. | ELLIOTT ELEC
14-02150 | 2" 150 FLAT FACE GASKET | SUMMIT
14-03000 | 3'' 150# RF SLIP ON FLANGE | SUMMIT
14-03015 | 3" 150 FLAT FACE GASKET | ELLIOTT ELEC
14-03050 | 3'' 300# WNRF STD FLG
14-03060 | 3'' 300# WNRF XH FLG | THE REYNOLDS
14-03070 | 3'' 600# RF BLIND FLANGE
14-03120 | 3'' 600# WNRF STD FLG | THE REYNOLDS
14-03230 | 3" 150# FF WN STD FLANGE | THE REYNOLDS
14-03250 | 3" 150# RF WN STD FLANGE | VINSON PROCE
14-03260 | 3" 150# RF WN XH FLANGE | VINSON PROCE
14-03270 | 3" 600# RF WN XH FLANGE | VINSON PROCE
14-03290 | 3" STD .216W SEAMLESS PIPE | VINSON PROCE
14-03320 | 3" STD LR 90 ELL | VINSON PROCE
14-03330 | 3" STD TEE | VINSON PROCE
14-03340 | 3" x 12" XH BS NIPPLE | VINSON PROCE
14-03350 | 3" x 2" STD CON RED | VINSON PROCE
14-03380 | 3" x 2" XH CON RED | VINSON PROCE
14-03400 | 3" XH .300W SEAMLESS PIPE | VINSON PROCE
14-03420 | 3" XH LR 90 ELL | VINSON PROCE
14-03430 | 3" XH TEE | VINSON PROCE
14-03800 | 3/4" SCH 80 CLOSED NIPPLE | VINSON PROCE
14-04100 | 4" 300# Titan PB18 Spectacle Blind 304SS 0.50" Thickness x 4.5" ID x 7" OD x 7.88" Center to Center x 0.88" Pilot Hole. | VINSON PROCE
14-04150 | 4" 150 FLAT FACE GASKET | VINSON PROCE
14-04500 | Hose, 2" x 17" (OAL) XCP3S 3K MP EE McCarty PN XCP3S-32-17INCHES-MP-MP | VINSON PROCE
14-05002 | 1/2"X2" SCH 80 NIPPLE | GDL INDUSTRI
14-05070 | .5" X 8-3 3M TOL | GDL INDUSTRI
14-05216 | 1/2"X2" SCH 160 NIPPLE | GDL INDUSTRI
14-07520 | .75" 3M FS THRD FULL CPLG | GDL INDUSTRI
14-07530 | .75" X 12-6 3M TOL | GDL INDUSTRI
14-07540 | .75" X 2..5-2 3M TOL | ELLIOTT ELEC
14-07570 | .75" X 5-3 3M TOL | ELLIOTT ELEC
14-10008 | 1" SCH 80 PIPE | VINSON PROCE
14-10016 | 1" SCH 160 PIPE | VINSON PROCE
14-10110 | 1'' X 10 -6 3M TOL | VINSON PROCE
14-10240 | 1" 150# RF SOCKET WELD XH FLANGE | INSIGHT TECH
14-10250 | 1" 3M FS THRD HALF CPLG | THE REYNOLDS
14-10260 | 1" X 2 3M TOL | THE REYNOLDS
14-10270 | 1" X 3.5-3 3M TOL | SUMMIT
14-10300 | 1" X 5-4 3M TOL | AWC, INC
14-10800 | 1" SCH 80 CLOSED NIPPLE | AWC, INC
14-11500 | 1" 150# SPIRAL WOUND GASKET | AWC, INC
14-11600 | 1" SCH 160 CLOSED NIPPLE | AWC, INC
14-12160 | 1"X2" SCH 160 NIPPLE | AWC, INC
14-12516 | 1"X2 1/2" SCH 160 NIPPLE | AWC, INC
14-12580 | 1"X2 1/2" SCH 80 NIPPLE | REXEL
14-13160 | 1"X3" SCH 160 NIPPLE | REXEL
14-13516 | 1"X3 1/2" SCH 160 NIPPLE | GDL INDUSTRI
14-13580 | 1"X3 1/2" SCH 80 NIPPLE | GDL INDUSTRI
14-14080 | 1"X4" SCH 80 NIPPLE | AWC, INC
14-14160 | 1"X4" SCH 160 NIPPLE | ELLIOTT ELEC
14-14516 | 1"X4 1/2" SCH 160 NIPPLE
14-14580 | 1"X4 1/2" SCH 80 NIPPLE | VINSON PROCE
14-15130 | 1.5'' X 4- 3.5 3M TOL | MOTOR CONTRO
14-15140 | 1.5'' X 5-3 3M TOL | AWC, INC
14-20150 | 2'' 3M FULL THRD COUPLING
14-20190 | 2'' 600# SW RF XH
14-20450 | 2'' XH 45 ELL | MOTOR CONTRO
14-20470 | 2" 150# FF WN STD FLANGE | MICRO MOTION
14-20500 | 2" 150# RF WN XH FLANGE | MICRO MOTION
14-20510 | 2" 3M FS THRD HALF CPLG | SUMMIT
14-20520 | 2" 600# RF SLIP ON FLANGE | SUMMIT
14-20530 | 2" 600# RF WN XH FLANGE
14-20550 | 2" x 12" XH BS NIPPLE | ELLIOTT ELEC
14-20560 | 2" x 12" XXH BS NIPPLE
14-20580 | 2" XH .218W SEAMLESS PIPE | PYROMATION
14-20600 | 2" XH LR 90 ELL LR | TEXAS AUTOMA
14-20610 | 2" XH TEE | THE REYNOLDS
14-21500 | 2" 150# SPIRAL WOUND GASKET | SUMMIT
14-23035 | 2" 150# Carbon Steel Bleed Ring with 1/2" FNPT Tap. Superior Products SP-BR-CS-2-150-.50 | ELLIOTT ELEC
14-23060 | 2" 300#/600# Bleed Ring with 1/2" FNPT Tap | ELLIOTT ELEC
14-24905 | 2” 150# paddle type orifice plate, 304SS, 1/8” thick material with a square edge, .75 bore diameter | HIGGINBOTH16
14-24925 | 3” 150# paddle type orifice plate, 304SS, 1/8” thick material with a square edge, .75 bore diameter | SUMMIT
14-24940 | 3” 150# paddle type orifice plate, 304SS, 1/8” thick material with a square edge. 2.028" beveled bore diameter. | SUMMIT
14-25000 | 3" 150 CS Bleed Ring w/ 1/2 Tap. Superior Products SP-BR-CS-3-150-.50 | REXEL
14-25030 | 3" 300/600 CS Bleed Ring w/ 1/2 Tap. Superior Products SP-BR-CS-3-600-.50
14-25100 | 2" 600# RF Threaded SA/A105 Weldbend Flange, | ELLIOTT ELEC
14-26000 | 2" 600# SPIRAL WOUND GASKET | SUMMIT
14-3 CABLE BLK,WHT,GRN 300EA | Job # 21109-10 14-3 SEOWA CABLE BLACK,WHITE, GREEN IN STOCK ONLY | REXEL
14-3 SEOWA CABLE 300 EA | Job # 21109-10 Charge back to moms meals
14-30020 | 3" 150# BLIND FLANGE
14-30160 | 3/4" SCH 160 CLOSED NIPPLE | ULTIMATE WEL
1430-1812 | ???
1430-1813 | ??? | SAFE RACK
14-31500 | 3" 150# SPIRAL WOUND GASKET | CAMERON MEAS
14-34080 | 3/4" SCH 80 PIPE | ELLIOTT ELEC
14-34160 | 3/4" SCH 160 PIPE | GRAYBAR
14-36000 | 3" 600# SPIRAL WOUND GASKET | ELLIOTT ELEC
1440 1X1 PSV | 1” x 1” Relief valve set at 1440PSI Mercer, MTRs Required Blue Mountain Job# 19558-25 and 19558-26 | SUMMIT
14-40025 | 4" 150# BLIND FLANGE RF ASTM A105 | GRAYBAR
14-40050 | 4'' 300# WNRF STD FLG | GRAYBAR
14-40060 | 4" 600# BLIND FLANGE RF ASTM A105 SCHEDULE 80 | SUMMIT
14-40065 | 4'' 600# RF BLIND FLANGE | GRAYBAR
14-40080 | 4'' 600# RF WN STD FLANGE | GRAYBAR
14-40230 | 4" 150# FF WN STD FLANGE | GRAYBAR
14-40250 | 4" 150# RF SLIP ON FLANGE
14-40260 | 4" 150# RF WN STD FLANGE
14-40280 | 4" 150# RF WN XH FLANGE
14-40300 | 4" 600# RF WN XH FLANGE
14-40310 | 4" STD .237W SEAMLESS PIPE
14-40330 | 4" STD CAP
14-40340 | 4" STD LR 90 ELL | ELLIOTT ELEC
14-40350 | 4" STD TEE
14-40360 | 4" x 12" XH BS NIPPLE | VINSON PROCE
14-40390 | 4" x 3" STD CON RED | VINSON PROCE
14-40400 | 4" x 3" STD ECC RED | VINSON PROCE
14-40410 | 4" x 3" XH ECC RED | SUMMIT
14-40420 | 4" XH .337W SEAMLESS PIPE | SUMMIT
14-40450 | 4" XH LR 90 ELL | SUMMIT
14-40460 | 4" XH TEE | ELLIOTT ELEC
14-40480 | 4"X 2" XH RED TEE | CHEROKEE M&C
14-40510 | 4''X 3'' STD RED TEE | DEALERS
14-40520 | 4''X 3'' XH RED TEE | DEALERS
14-41500 | 4" 150# SPIRAL WOUND GASKET | DEALERS
14-46000 | 4"600# SPIRAL WOUND GASKET | SUMMIT
1449-6703 | ??? | SUMMIT
1449-6704 | ??? | SUMMIT
14-49800 | 4" 150 CS Bleed Ring w/ 1/2 Tap. Superior Products SP-BR-CS-4-150-.50 | SUMMIT
14-49805 | 4" 150 CS Bleed Ring w/ 1/2 Tap. Superior Products SP-BR-CS-4-150-.50 with two 1/2" taps. | SUMMIT
1-45 WIRE MARKER | Job # 21109-10 Charge back to moms meals | SUMMIT
1450 AL XHHW #1 WIRE & CABLE | Job # 21109-10 Charge back to moms meals | SUMMIT
14-50000 | 5/8"X1" GRADE 8 CAP SCREWS | SUMMIT
14-50025 | 5/8"X2 1/4" GRADE 8 CAP SCREWS | SUMMIT
14-50050 | 5/8" GRADE 8 LOCK NUTS | SUMMIT
14-50075 | 5/8" GRADE 8 LOCK WASHERS | SUMMIT
14-50100 | 5/8" GRADE 8 FLAT WASHERS | SUMMIT
14-51000 | 4” 150# paddle type orifice plate, 304SS, 1/8” thick material with a square edge, .75" bore diameter. | SUMMIT
14-60010 | 6"---STD LR 90 DEGREE ELL | SUMMIT
14-60030 | 6'' 150 RF WN STD FLANGE | SUMMIT
14-60050 | 6'' 150# RF BLIND FLANGE | SUMMIT
14-60070 | 6'' 150# WNFF STD FLG | SUMMIT
14-60170 | 6'' STD .280W SEAMLESS PIPE | SUMMIT
14-60190 | 6'' STD LR 90 ELL | SUMMIT
14-60200 | 6'' STD TEE | SUMMIT
14-60250 | 6'' X 3'' STD ECC RED | SUMMIT
14-60280 | 6'' X 4'' STD ECC RED | SUMMIT
14-60310 | 6" XH .432W SEAMLESS PIPE | SUMMIT
14-61500 | 6" 150# SPIRAL WOUND GASKET | ELLIOTT ELEC
1470 AL XHHW #2/0 WIRE & CABLE | Job # 21109-10 Charge back to moms meals | SUMMIT
14-75216 | 3/4"X2" SCH 160 NIPPLE | ELLIOTT ELEC
14-75251 | 3/4"X2 1/2" SCH 160 NIPPLE | SUMMIT
14-75258 | 3/4"X2 1/2" SCH 80 NIPPLE | SUMMIT
14-75280 | 3/4"X2" SCH 80 NIPPLE | ELLIOTT ELEC
14-75316 | 3/4"X3" SCH 160 NIPPLE | SUMMIT
14-75351 | 3/4"X3 1/2" SCH 160 NIPPLE | SPECIALTY EQ
14-75358 | 3/4"X3 1/2" SCH 80 NIPPLE | SUMMIT
14-75380 | 3/4"X3" SCH 80 NIPPLE | SUMMIT
14-75416 | 3/4"X4" SCH 160 NIPPLE | SUMMIT
14-75451 | 3/4"X4 1/2" SCH 160 NIPPLE | SUMMIT
14-75458 | 3/4"X4 1/2" SCH 80 NIPPLE | SUMMIT
14-75480 | 3/4"X4" SCH 80 NIPPLE | SUMMIT
14-75580 | 3/4"X5" SCH 80 NIPPLE | SUMMIT
14-75680 | 3/4"X6" SCH 80 NIPPLE | SUMMIT
14CUC32AA | SIEM 14CUC32AA SZ0,3-12AMPS, OPEN, 120/240V FVNR STR | SUMMIT
14G BLACK WIRE | EG WIMTWTIN14STRBLK500 TINNED 14GA BLACK | SUMMIT
14H114 1/4X1-1/4 ANCH 100 EA | Job # 21109-10 Charge back to moms meals | SUMMIT
14RB10E | 18-14 RING TERMINAL | SUMMIT
14RB-10-E | 18-14 RING TERMINAL | SUMMIT
14RB10FL | 18-14 awg #10 bolt hole, blue insul fork terminal | ELLIOTT ELEC
14RB10FLE | 18-14 FORK TERMINAL | ELLIOTT ELEC
14RB-10FLE | 18-14 FORK TERMINAL | SUMMIT
14RB10FLOE | 18-14 FORK TERMINAL | SUMMIT
14RB14 | Insulated ring term, Blue, 14-16 awg w/ 1/4" bolt hole | SUMMIT
14RB6FLE | 18-14 FORK TERMINALS | SUMMIT
14RB8FLE | 18-14 FORK TERMINALS | SUMMIT
14W47 | Plug wt 15A 125V 2P3W STR YL | SUMMIT
14W471 | Plug wt 15A 125V 2P3W STR YL | SUMMIT
15 GALLON SAMPLE POT | (blank) | SUMMIT
15 GALLON SAMPLE POT FAB | (blank) | SUMMIT
15 GALLON SAMPLE POTS | (blank) | SUMMIT
15 KVA TRANSFORMER | S20N11S15N 15 KVA TYPE EP TRANSFORMER 1PH 240X480-120/240V MARATHON 20122-01 | SUMMIT
15 X 33.9# HOT ROLLED CHANNEL | (8) 20' joints, 160' total, split between (4) jobs | SUMMIT
1-5/8" STRUT | STRUT B22PG-10FT SOLID STRUT 1-5/8 X 1-5/8 | SUMMIT
1-5/8" UNISTRUT | SS slotted Unistrut | SUMMIT
1-5/8X1-5/8X120 12GA 2"CNTR | Charge back to iron horse RO Heater | SUMMIT
150 # FLANGE | Charged back to job # 21934-01 AFE # 000000000151 | SUMMIT
150 1X1 PSV | 1” x 1” Relief valve set at 150PSI Mercer, MTRs Required Blue Mountain Job# 19558-25 and 19558-26 | SUMMIT
150 812M24 3/4 COND | Job # 21109-10 Charge back to moms meals | SUMMIT
150 812M24SM 3/4 | Job # 21109-10 Charge back to moms meals | SUMMIT
15012ET3GRB447T-W22 | WEG Motor - 150HP 1200RPM 445T 460V TEFC | SUMMIT
1504XDSB41A-P | 1504XDSB41A-P TSH-GLOBAL-841-150HP-18-TEFC-445T 150HP Motor | SUMMIT
15-07970 | Pauluhn ZPLA Explosion-Proof Linear LED Light Fixture. 2 ft. Length, 3,800 Lumens 120V. MFG PN: ZPLA2-UNV1 | SUMMIT
15-08000 | Vapor Tight Fixture, LED, Narrow, 44 Watt, Frosted, 5000K 4' LED ESL. MFG PN: ESLTIVP4NS44WF50 | SUMMIT
15-09000 | JB 6x6x4 Hinged Cover Carbon Steel. MFG PN RT JB060604HC | SUMMIT
150HP VFD | 60x36x20 NEMA 3R, Free-Standing Enclosure to include, Main Breaker w/ Thru-Door Operator, Lightning Arrestor, 150HP ATV630 VFD w/ Door Mounted Keypad, JOG/OFF/AUTO,Control Transformer Upgraded to 1500 VA 240x480v-120/115/110v ,Pilot Lights for Shutdowns: Vibration, High Discharge Pressure, Lubrication Level, Low Oil Level, Spare, Control Relays Upgraded to 120v AC Add Breaker to Run 3/4 hp 120v Sample Pump Motor, Terminals and DRy Contacts for Field Use. Panel is to be UL 508 Listed and will be sent with a Laminated Schematic. | SUMMIT
15-10000 | 16" x 12" x 8" AWC Electrical Box Carbon Steel 7035 PN RT WM161208NC | SUMMIT
15-10001 | BRACKET; WALL FOR EX-AE (Pack of 4) {TO BE USED W/ALL SS RITAL BOXES} MFG. # 2433000 | SUMMIT
15-10005 | 20" x 20" x 8" AWC Electrical Box Carbon Steel 7035 PN RT WM202008NC | SUMMIT
15-10010 | 24" x 24" x 8" AWC Electrical Box Carbon Steel 7035 PN RT WM242408NC | SUMMIT
15-10014 | 30" x 24" x 12" AWC Electrical Box Carbon Steel. PN RT WM302412NC | SUMMIT
15-10015 | 30" x 24" x 12" AWC Electrical Box Carbon Steel w/ 7" HMI Cut-Out. PN RT WM302412NC | SUMMIT
15-10017 | 30" x 24" x 12" AWC Electrical Box Carbon Steel w/ 10" HMI Cut-Out. PN RT WM302412NC | SUMMIT
15-10018 | 30" x 24" x 12" AWC Electrical Box Carbon Steel W/O 10" HMI Cut-Out. PN RT WM302412NC | SUMMIT
15-10040 | MFG PN: RT WM303012NC; RITTAL WALLMOUNT ENCLOSURE, 30"X30"X12", CARBON STEEL | SUMMIT
15-10050 | Rittal 60"X36"X12" Carbon Steel Nema 4 Enclosure | SUMMIT
15-10090 | ??? | SUMMIT
1510B - G5A - C - W1 - ES - CS | 1510 = Side Mounted, Float Operated B = 303SS Construction G = Side Integral Process Connection 5 = 1-1/2 Inch A = NPT (M) C = 316/316LSS Float W = Hermetically Sealed Reed Switch, 1 Amp 110VAC, 3 Amps 28VDC 1 = 1 SPDT ES = Electric Level Switch, 1/2“ NPT (F) Conduit Connection CS = CSA Certification | SUMMIT
15-19GM C/CAB | 15-19GM | SUMMIT
151XST-012-024G | FED-SIG 151XST-012-024G GRN XSTROBE | SUMMIT
151XST-120R | 151XST-120R FED-SIG 151XST-120R RED XPRFSTROBE Kinley Construction Job# 21535 | SUMMIT
15-20005 | 16" x 12" x 8" Stainless Steel NEMA 4R Electrical Box w/ CH Clamp Cover PN A16H1208SSLP | SUMMIT
15-20007 | Rittal Stainless Steel Nema 4X enclosure; 16"X12"X8" | SUMMIT
15-20010 | 20" x 20" x 8" Stainless Steel NEMA 4R Electrical Box w/ CH Clamp Cover PN A20H2008SSLP | SUMMIT
15-20015 | 20"X20"X08" Stainless Steel, NEMA 4X Enclosure, with Backplane. | ELLIOTT ELEC
15-20021 | 24" x 24" x 8" Stainless Steel NEMA 4R Electrical Box Back Pane PN A24P24 21" x 21" Plate | SUMMIT
15-20025 | Rittal 24"X24X08" Stainless Steel Nema 4X Enclosure w/ Backplane, PN WM242408N4 | SUMMIT
15-20035 | Rittal 30"X24"X08" Stainless Steel Nema 4X Enclosure w/ Backplane | ELLIOTT ELEC
15-20050 | Rittal 36"X24"X08" 304 #4 Brushed Stainless Steel Enclosure. PN WM362408N4 | SUMMIT
15-20070 | 3/0-#6 4-pole Polaris connector block | SUMMIT
15-30000 | Drexelbrook UIVCM Electronic Kit, Part #385-0071-055-0B | SUMMIT
15-30300 | Scully Groundhog Assembly ST-47 Control Monitor w/ Lamps 115 VAC PN 08508 F ST-47-115 EL,GNDHOG GND PROVING CONT. SafeRack 21506 & 21507 | SUMMIT
15-30325 | Scully Ground Clamp with 32' Coil Cable. PN 08815NV SC-47CC/CLMP SCULCON BOX,BLK COIL,32' SafeRack 21506 & 21507 | SUMMIT
15-30360 | Newsome Gale Earth-Rite RTR II Road Tanker Static Ground Monitoring System Product Code RTRMUA4A7A complete with; 50 ft. (15m) Cable Reel and Heavy Duty SS Static Grounding and Monitoring Clamp cCSAus and IECEx Certification SIL 2 Functional Safety Rating – according to IEC61508 - Copper free cast aluminum enclosure Nema 4X, 7, 9, (IP66). - RED/Pulsing GREEN indication LED's. - Intrinsically safe monitoring to <10 Ohm. - 2 x Interface relay contacts (DPDT). 500VA 250V ac 5A max resistive rating. - Power requirement 110/120 Vac or 220/240 Vac. - VESX90-IP 2-Pole Heavy Duty Stainless Steel Static Grounding and Monitoring Clamp with Tungsten Carbide pointed contacts to ease good metal to metal contact and spiral cable in-line- quick-connect feature. - VESM02 Self-Retracting Cable Reel w/ 50 ft. (15m) Blue Hytrel Sheathed Straight 2-Conductor Cable with quick connector fittings attached. - Supplied with 1 pair of handles for opening and closing of the enclosure lid. - Graphical Instruction Sign Board (multi-language), English, French, German, Italian, Spanish. | SUMMIT
15-30365 | Newsome Gale Earth-Rite RTR II Road Tanker Static Ground Monitoring System ER2 Capacitance Resistance Tester. Required for commissioning and servicing of Earth-Rite RTR systems. Determines that the Road Tanker Recognition, Static Ground Verification and Continuous Ground Loop Monitoring parameters of the Earth-Rite RTR are functioning correctly. | SUMMIT
15-30370 | Newsome Gale Earth-Rite RTR II Road Tanker Static Ground Monitoring System Pivot Mounting Base for VESM02 and VESM22. Highly Recommended for Cable reel installations. | SUMMIT
15-30500 | RS485 Comm Cable, A-B 1763NC01 | SUMMIT
155 TON CRANE | Permit | SUMMIT
15-50000 | 09550 F IC-OGV INTELLITROL2, O’FILL, GND&VIP NPT | SUMMIT
15-50010 | 08156 KIT SC-6A SULCON BOX, GRNPL, ORN, COIL M30 | SUMMIT
15-60000 | Invalco BS&W retrofit kit Retrofit Kit WCM-7300, Part #P551712 | SUMMIT
15-75000 | ASCO EF8210G002 120VAC - 2-WAY SOLENOID VALVE EF8210G002 2-WAY BRASS BODY SOLENOID VALVE, N/C, 1/2 IN.NPT, PILOT OPERATED, 5/8 IN. ORIFICE, EXP. PROOF, 120VAC ASCO | SUMMIT
15-75030 | ASCO EF8210G007 120VAC - 2-Way Solenoid Valve, Brass Body Solenoid Valve, N/C, 1/2 IN.NPT, Pilot Operated, 5/8 in. Orifice, EXP. PROOF, 120VAC 5 PSI Minimum/ 300 PSI Air / 300 PSI Water / 300 PSI Light oil | SUMMIT
15-79850 | Murphy ECS- 15700121 EL150EX Liquid Level Switchgage. Instrument includes (1) Chamber with pivotal float, (2) Indicating dial with pointer, and (3) Low level contact. Low pressure systems with maximum of 25 psi (172 kPa) [1.72 bar]. | SUMMIT
15-79855 | Murphy 02-20700049 VS2EX, Vibration Switch Case: Base mount, explosion-proof aluminum alloy housing; meets IP54 specifications; Class I, Division 1, Groups C & D hazardous locations Certification: CSA Canada and US Snap switches: 2-SPDT snap switches; 5A @ 480 VAC; 2A resistive, 1A inductive, up to 30 VDC Shipping Weight: 4 lb. 8 oz. (2 kg) Shipping Dimensions: 8-1/4 x 9-1/4 x 5 in. (210 x 235 x 127 mm) | SUMMIT
15-79860 | Murphy 02-15700904 MLS-020-TF, Level Switch, 2.00" NPT with Test Function. * Clean magnet design virtually eliminates iron filing accumulation on the magnet * Seal-free construction * ANSI/ISA 12.27.01 compliant (Single Seal) * Push button to test functions * Operates in 0.50 specific gravity or heavier fluids * Designed for harsh gas compressor scrubber applications * 304 cast equivalent SS body and 304 SS float * Rated for 2000 psi (13.8 MPa) [138 bar] working pressure * Trip on rising and falling without need to rotate body * Electric model only available * Screws directly into the scrubber, or can be mounted via an FW Murphy External Float Chamber * CSA C/US Class I, Div. 1, Grp. B, C & D locations | SUMMIT
15-80000 | Switch, Murphy LS-200 Level | SUMMIT
15-80025 | Switch, Pathway E200-01-00 High & Low Liquid Level; WP 1500 psig to 5000 psig. 1½” NPT standard Process Connection. Low Specific Gravity of .4 and above. 316 Stainless Steel Construction. Hermetically Sealed Reed Switch Cartridge to protect Integrity of Switch Contacts. Normally Open or Closed operation by simply inverting Level Control unit. SPST and SPDT 250V – 0.40A resistive, 120V – 0.83A resistive, 24V – 3.0A resistive; 3.0A maximum in-rush capability; 4 watts minimum for proper switching. SPST and SPDT Light Load 150V – 0.17A resistive, 110V – 0.23A resistive, 24V – 1.0A resistive; 1.0A maximum in-rush capability; 0.1 watts minimum for switching | SUMMIT
15-80030 | Switch, Pathway E200-11-00 High & Low Liquid Level; WP 1500 psig to 5000 psig. 2” NPT standard Process Connection. Low Specific Gravity of .4 and above. 316 Stainless Steel Construction. Hermetically Sealed Reed Switch Cartridge to protect Integrity of Switch Contacts. Normally Open or Closed operation by simply inverting Level Control unit. SPST and SPDT 250V – 0.40A resistive, 120V – 0.83A resistive, 24V – 3.0A resistive; 3.0A maximum in-rush capability; 4 watts minimum for proper switching. SPST and SPDT Light Load 150V – 0.17A resistive, 110V – 0.23A resistive, 24V – 1.0A resistive; 1.0A maximum in-rush capability; 0.1 watts minimum for switching | SUMMIT
15-80175 | Switch, SOR 1520 Flow Switch - 1520C-F2A-C-W1-EF-CS 1520 = TOP MOUNTED, VANE OPERATED C = 316SS CONSTRUCTION F = TOP INTEGRAL PROCESS CONNECTION 2 = 2 INCH A = NPT (M) C = 316/316LSS VANE W = HERMETICALLY SEALED REED SWITCH, 1 AMP 110VAC, 3 AMPS 28VDC 1 = 1 SPDT EF = ELECTRIC FLOW SWITCH, EXPLOSION PROOF, CL.1 GRP.A,B,C&D; DIV.1&2 1/2"NPT(F) CONDUIT CONNECTION CS = CSA CERTIFICATION | SUMMIT
15-80200 | Switch, 56AG-EF216-M2-C2A SOR VACUUM SWITCH, 30-0-20 IN HG, SPDT, EXPLOSION PROOF, BUNA-N O-RING 316SS DIAPHRAGM, 1/2" FNPT PROCESS CONNECTION 2 x 3 SS Tag w/ Single Hole for Wire Tagging | SUMMIT
15-80270 | Switch, FS10A-1A301E000 Flow Switch and Monitor, Integral Configuration with Flow Direction in Tube Tee, 316SS Probe with Hastelloy C22 Thermowells, Relay Output + 4-20mA Trending Output Flow Monitor, Switch Configuration and Set up for Air or Water, 1/2" Tube Tee Conn. EVX Order# 20283-01 | SUMMIT
15-80300 | Switch, Dwyer model V6EPS-S-S-3-FS Flow Swich. Blue Mountain LACTS | SUMMIT
15-80400 | Switch, 5-Port Ethernet. Phoenix Contact 2891003 | SUMMIT
15-80425 | Flow Switch, Magnetrol TD2-8D01-030 - Thermatel Thermal Dispersion Switch with TEA-A110-003 - Thermatel Spherical Tip Probe | SUMMIT
15-80600 | SOR Mini-Hermet Pressure Switch MFG PN 9AG-EF45-M3-C2A-200-1750 Range 200-1750 PSI Overrange 2500 PSI Proof 6000 PSI Electrical Rating: 5 Amps 250 VAC, 5 Amps 30 VDC 9 = No. 9 Piston AG = Explosion Proof/Weathertight Housing, Aluminum, 1/2 In. NPT (M) Conduit with Wire Leads, IP66 EF = SPDT, Dead Band Fixed, Hermetically Sealed/Explosion Proof/Weathertight Switch Housing, Class 1, Grps. A, B, C, D, Div. 1&2, UL Listed/CSA Certified 45 = No. 45 Spring M3 = 316L SS Diaphragm/Teflon Face Seal C = 316/316LSST Process Connection 2A = 1/2 Inch NPT (F) | SUMMIT
15-80640 | ITT Neo-Dyn Pressure Switch MFG PN 122P88C6443. 620 psig dec. to 1500 psig inc. inc. 316 stainless steel port, Teflon coated polyimide diaphragm and Buna-N O-Ring. 11 amp, 1/4 hp at 125 or 250 VAC; 5 amp resistive, 3 amp inductive at 28 VDC .5 amp resistive at 125 VDC. Includes an explosion proof, hermetically-sealed electrical assembly. EX d IIC. Division 1 and 2, Class I, Groups A, B, C, and D; Class II, Groups E, F, and G. NEMA 4X, 7, and 9; IP66. Leads are factory sealed and Pressure Switches are Dual Seal Certified. | SUMMIT
15-C F 150 | 446971IM | SUMMIT
15HP PACKAGE | 15HP package with 1 1HP drive, one fan and filter and no line reactor | SUMMIT
15W47 | CONN WT 15A 125V 2P3W STR YL | SUMMIT
16'' 1218 - BIR | 16'' 1218 - BIR <> D = 2' - 4'', Pipe Size 16 | SUMMIT
16 150 SPIRAL WOUND GASKET | (blank) | SUMMIT
16'' 15016 FLANGE | 16'' 15016 Flange <> D = 2' - 4'', Pipe Size 16 | SUMMIT
16 AWG 1 PAIR SHLD 600V | VNTC 16/1PR POS 16AWG 1PR 600V WIRE VNTC 16/1PR POS 16 AWG 1 PAIR SHLD 600V CUT LENGTH | SUMMIT
16 AWG 4 COND SHLD | VNTC 16/4 OS 16 AWG 6 COND SHLD-CUT WIRE VNTC 16/4 OS 16 AWG 4 COND SHLD CUT LENGTH | SUMMIT
16' COMPACT WIDE BLADE | 16' COMPACT WIDE BLADE MAGNETIC TAPE MEASURE | SUMMIT
16 GA HOT ROLLED SHEET | (1) 48" x 96" sheet | SUMMIT
16 GAUGE HOT ROLLED SHEETS | (2) sheets 48" X 96" | SUMMIT
16 GAUGE SHEET *ORANGE* | (2) 48" x 96" sheets | ELLIOTT ELEC
16 OZ ZINC-IT | 16 OZ ZINC-IT INSTANT COLD GALVANIZE | ELLIOTT ELEC
16 X .250 WALL BLACK PIPE | (blank) | SUMMIT
16 X .250 WALL BLK O.D. PIPE | 21' joint | ELLIOTT ELEC
16 X 10 STD CONC REDUCER | (blank) | SUMMIT
16 X 12 STD CONC REDUCER | (blank) | SUMMIT
16 X 12 STD REDUCING TEE | (blank) | ELLIOTT ELEC
16 X 7/8 U-BOLT | (blank) | SUMMIT
16" .375W SMLS A106 PIPE6 GR B | (blank) | SUMMIT
16" 150 304SS GASKET 304 IR | (blank) | SUMMIT
16" 150# BALL VALVE | VALVE: 16", 150, SCV Trunnion Ball Valve, RF Ends, Full Port, Gear Operated, A350 LF2 Body, A350 LF2 + ENP Obturator, A350 LF2 + ENP Seat Base Metal, A182 F6A Class 2 Stem Material, Viton Seal Material, Devlon Seat Material, Bolted Body, N/A Packing, Double Piston Effect Service, Firesafe, NACE MR‐01‐75, API 6D Design, API 6D Test ** Temperature Range ‐50F to 350 (Viton GLT Seals)** ** INCLUDES QUADRANT DRAIN VALVE AND FLOW WOLF FITTINGS** API 6D MONOGRAM / ADDITIONAL TESTING ‐ 30 MINUTE SHELL TEST, 5 MINUTE SEAT TEST / COATING PER TES‐CO‐PAINT‐GL SPEC PSC‐1 TC Energy Job# 21313 | SUMMIT
16" 150# BLIND FLANGE | (blank) | SUMMIT
16" 150# BLIND RF FLANGE | Domestic | SUMMIT
16" 150# BLINDS | 16" 150# Blinds | SUMMIT
16" 150# DB&B VALVE | VALVE: 16 Inch OMNISEALÂ® DB&B EXPANDING PLUG VALVE, MANUFACTURED, TESTED AND MONOGRAMMED TO API 6D STANDARDS, RF FLANGED ENDS, ASTM A216‐WCC/ENP BODY & PLUG/STEM ASSEMBLY, WCC BONNET/LF6 CL 2, ASTM A395 GR. 60‐40‐18 DUCTILE IRO ACTUATOR: Type ON/OFF MULTI‐TURN Manufacturer ROTORK Model Number IQ20‐FA14A‐43 Enclosure Rating FM EXPLOSION PROOF RPM 43 Power Supply 480/3/60 Control Voltage 24VDC Actuator Orientation TBD Controls Wiring Diagram 100B0000 Bluetooth Setting Tool YES INCLUDES ADDITIONAL TESTING ‐ Hydro Test per API 6D w/ Witness – Must be scheduled in advance after valves / order has been received ‐ Shell test for 2hrs @ 450 psig 2/ Chart Recorder ‐ H/P Seat Test 5 minutes @ 325 psig ‐ L/P Seat Test 80 ‐ 100 psig for 5 minutes per Annex H h‐3 Type II (Air / Nitrogen) TAKING EXCEPTION TO Torque / Thrust Functioning Testing TC Energy Job# 21313 | ELLIOTT ELEC
16" 150# DIVERTER VALVE | 16"150# MODEL B4711 GENERAL 4 WAY DIVERTER VALVE ‐VITON SLIPS & O‐RINGS ‐PRESSURE GAUGE DTR SYSTEM ‐STANDARD GEAR BOX ‐MOTOR ADAPTED FA25 ACTUATOR: Type ON/OFF MULTI‐TURN Manufacturer ROTORK Model Number IQH40‐FA25A‐173 Enclosure Rating FM EXPLOSION PROOF RPM 173 Power Supply 480/3/60 Control Voltage 24VDC Actuator Orientation PERPENDICULAR Controls Wiring Diagram 100B0000 Bluetooth Setting Tool YES OPERATING TIME: 12.5 SECONDS INCLUDES: ‐Hydro Test per API 6D w/ Witness – Must be scheduled in advance after valves / order has been received. Shell test for 2hrs @ 450 psig 2/ Chart Recorder H/P Seat Test 5 minutes @ 325 psig L/P Seat Test 80 ‐100 psig for 5 minutes per Annex H h‐3 Type II (Air / Nitrogen) INCLUDES MODIFICATION OF GENERAL 4‐WAY HISH SPEED GEAR BOX TO STANDARD GEAR BOX | SUMMIT
16" 150# DSI GATE VALVE | ??? | SUMMIT
16" 150# FISHER VALVE | VALVE: FISHER 16" 150# 8532 LUG STYLE BUTTERFLY VALVE, WCC STEEL BODY, CF8M SST/CRPL DISK, MODIFIED EQUAL PERCENT CHARACTERISTIC, PTFE SEAL, CLASS VI SHUTOFF 1-1/4" KEYED STEM, 31600 SST/ NITRIDED BUSHING/BEARING, GRAPHITE PACKING, WITH HYDROTEST, IMPACT TESTING TO -20F MODIFICATIONS: - MOUNT & SET ACTUATOR - ADD COATING PER TES CO-PAINT-GL SYSTEM PSC-1 (TOP COAT TO BE CONFIRMED AT TIME OF ORDER) ACTUATOR: ROTORK IQT2000-FA14 480/3/60, CSA EXPLOSION PROOF, 24VDC CONTROLS, BLUETOOTH SETTING TOOL, MODULATING UNIT, 4-20 IN AND 4-20 OUT, PAINT PREPARED FOR HIGH DURABILITY IN AN 1SO12944 C5-M ENVIRONMENT ESTIMATED OPERATING TIME: 60 SECONDS Tags Required PTNCI-B0-FV-0513 PTNCI-B0-FV-0523 PTNCI-B0-FV-0533 PTNCI-B0-FV-0543 PTNCI-B0-FV-0553 TC Energy Job# 21313 | SUMMIT
16" 150# GASKET | (blank) | ELLIOTT ELEC
16" 150# GASKET W/304 SS IR | (blank) | SUMMIT
16" 150# GASKET W/316 IR | (blank) | SUMMIT
16" 150# GASKET W/INNER RING | (blank) | SUMMIT
16" 150# GASKET W/IR | (blank) | SUMMIT
16" 150# GASKET, NO IR | (blank) | ELLIOTT ELEC
16" 150# GASKETS | with interring | SUMMIT
16" 150# GASKETS CGI | 16" 150# CGI Gasket | ELLIOTT ELEC
16" 150# LAMONS 316 IR GASKET | (blank) | ELLIOTT ELEC
16" 150# MIXER | ??? | SUMMIT
16" 150# MODEL 8811A VALVE | 16" 150# MODEL 8811A GEAR OPERATED GENERAL TWIN SEAL VALVES ‐VITON SLIPS & VITON O‐RINGS ‐DTR SYSTEM ‐MOTOR ADAPTED FOR ACTUATION ACTUATOR: Type ON/OFF MULTI‐TURN Manufacturer ROTORK Model Number IQ20‐FA14A‐43 Enclosure Rating FM EXPLOSION PROOF RPM 43 Power Supply 480/3/60 Control Voltage 24VDC Actuator Orientation PERPENDICULAR Controls Wiring Diagram 100B0000 Bluetooth Setting Tool YES INCLUDES: ‐Hydro Test per API 6D w/ Witness – Must be scheduled in advance after valves / order has been received. Shell test for 2hrs @ 450 psig 2/ Chart Recorder H/P Seat Test 5 minutes @ 325 psig L/P Seat Test 80 ‐100 psig for 5 minutes per Annex H h‐3 Type II (Air / Nitrogen) | SUMMIT
16" 150# RF BLIND FLANGE | (blank) | SUMMIT
16" 150# RF-BLIND SA/A105 | (blank) | SUMMIT
16" 150# RFWN STD FLANGE | (blank) | SUMMIT
16" 150# SPECTACLE BLIND | 16" 150# Spectacle Blind MTRs Required | SUMMIT
16" 150# SW GASKET, NO IR | (blank) | SUMMIT
16" 150# WKM BALL VALVE | VALVE, BALL, TRUNNION, 16 IN (400 MM) X 16 IN (400 MM), FLANGED RAISED FACE, WKM, 370D6, ANSI 150 (50 PN), 290 PSI (20 BAR) MOP, 245 PSI (17 BAR) MOP AT MAX TEMP, TRIM 24-YRF-23, CARBON STEEL BODY, CF8M/316 SS BALL, 316 SS STEM, CF8M/316 SS SEAT, NYLON SEAT SEAL, HNBR SEALS, WORM GEAR OPERATOR WITH LOCK DEVICE LESS LOCK, API 607, API 6D, API 598, -20 F (-29 C) - +250 F (+121 C), LONG PATTERN - NACE | ELLIOTT ELEC
16" 150# WKM WITH BETTIS | VALVE, BALL, TRUNNION, 16 IN (400 MM) X 16 IN (400 MM), FLANGED RAISED FACE, WKM, 370D6, ANSI 150 (50 PN), 290 PSI (20 BAR) MOP, 245 PSI (17 BAR) MOP AT MAX TEMP, TRIM 24-YRF-23, CARBON STEEL BODY, CF8M/316 SS BALL, 316 SS STEM, CF8M/316 SS SEAT, NYLON SEAT SEAL, HNBR SEALS, WORM GEAR OPERATOR WITH LOCK DEVICE LESS LOCK, API 607, API 6D, API 598, -20 F (-29 C) - +250 F (+121 C), LONG PATTERN - NACE ACTUATOR BETTIS G3014-SR4-CW / FAIL CLOSE ACTUATOR / SIZED @ 80 PSI - 117 PSI MOP / WESTLOCK 9479NBY-2B-2M06-00 (LIMIT SWITCH 2SPDT MAGNUM NAMUR SHAFT) / FISHER 67CFR-239/SB (1/4" SMART BLEED FILTER REGULATOR W/ GAUGE - SET @ 80 PSI) / VERSA RV-3-316-115 (1/4" 316SS SAFETY RELIEF VALVE - SET @ 115 PSI) / VERSA VSG-3421-316-XXL4-A120 (3/8" 316SS 3WAY SOLENOID 120VAC XP) / SS FITTINGS & BREATHER VENT / 3/8" 316SS TUBING FOR COMPLETE ASSEMBLY MOUNTED TO SIDE OF ACTUATOR ON FLAT SS PLATE / MOUNTING HARDWARE INCLUDES, BRACKET, COUPLER, BOLTS TO ASSEMBLE VALVE TO ACTUATOR **PARALLEL TO PIPELINE ORIENTATION** | SUMMIT
16" 300# CGI 304 SS GASKET | 16" 300# CGI 304 SS Gasket | SUMMIT
16" 300# LAMONS GASKET | (blank) | SUMMIT
16" 300# RFWN F52 FLANGE | (blank) | SUMMIT
16" 316SS PIPE | Pipe, SCH 40, 316SS 20' Pearlsnap Job# 22578-02 | SUMMIT
16" 90 DEG PAD | 1/4" THK X 90 DEG X 10" WD 16" P.S. FRP ETCHED INSIDE | SUMMIT
16" FRANKLIN DBB VALVE | 16" ANSI 150# Franklin DuraSeal Valve, Fig.#D711. Viton slip seals & trim, A216 WCB Body with Chrome ID, A216 WCB Plug with ENP, A350 LF2 Bonnet and Lower Plate, A536 DI Slips, Raised Face Flanged End, 501 Gear Operator & DTR Assembly. w/ LIMITORQUE MXB-10-52RPM ELECTRIC ACTUATOR, XP-CL 1, DIV 2, GRPS C & D, 460/3/60 VAC, NON-INTRUSIVE INTEGRAL CONTROLS, STANDARD LCD DISPLAY, OA CONTACTS, 24V CONTROL TRANSFORMER, B4 THRUST BASE, BORE/ KEY, ADAPTATION, MOUNTED/TESTED. OPERATING TIME: 52 SECONDS | SUMMIT
16" GASKET | 16" 300# LAMONS SW INNER RING 304, CS OUTER RING, GRAPHITE FILLED | SUMMIT
16" GASKETS | 16" 150# Gaskets no inner ring | SUMMIT
16" HEADS | ??? | SUMMIT
16" INVALCO BS&W | P563464 CX-645-1600-BFP MONITOR PROBE ASSEMBLY; MODEL CX-645 16 INCH ANSI CLASS 150# RF, 32 INCH LONG, CARBON STEEL, COATED | SUMMIT
16" LR 90 ELBOW | (blank) | SUMMIT
16" MIXING PLATE (INLET) | HORIZONTAL INSTALLATION KAM SMP Static Mixing Plate with Scoop SIZE…………................................................16" ANSI 150 MATERIAL.....................................................Carbon Steel SCOOP..........................................................YES MAXIMUM PRESSURE DROP…..................5 PSI | SUMMIT
16" MIXING PLATE (OUTLET) | VERTICAL INSTALLATION KAM SMP Static Mixing Plate SIZE…………................................................16" ANSI 150 MATERIAL.....................................................Carbon Steel SCOOP..........................................................NO MAXIMUM PRESSURE DROP…..................4 PSI | SUMMIT
16" NUBOLTS | Nu-Bolt™ assembly for 16 inch pipe with I-Rod® pipe support material and 4 nuts, shipped unassembled. - 1 x HDG Domestic U-Bolt ASTM A36 7/8-9 stock with polyshrink - 1 x Half-round I-Rod® support: cut and drilled - 4 x HDG heavy hex nuts 7/8-9 | SUMMIT
16" PROBE | 9A-50132150994 Clif Mock "True Cut" model C-22 Sample Probe Part Number 50132150994 | ELLIOTT ELEC
16" SCH10 X52 PIPE | (blank) | SUMMIT
16" SMLS STD PIPE | 20' TOTAL OF 16" .375W SMLS A106 GR B PEB SRL PIPE | ELLIOTT ELEC
16" SPOOLS | Spool adders | ELLIOTT ELEC
16" STATIC MIXER | 16-STD-1-3V-19 - 16" Schedule Standard (0.375" Wall) Carbon Steel Static Mixer - 3 Fixed Carbon Steel Mixing Elements and a Flow Straightening Vane - Class 150 Raised Face Weld Neck Flanged Ends Length: 83" Pressure Loss: 0.74 psi @ 2,500 BPH | ELLIOTT ELEC
16" STD CAP | (blank) | SUMMIT
16" STD PIPE | 16' total | SUMMIT
16" STD SMLS X52 PIPE | (blank) | SUMMIT
16" STD WELD CAP | (blank) | SUMMIT
16" STD X42 PIPE | (blank) | SUMMIT
16" STD X52 PIPE | (blank) | SUMMIT
16" STD X52 SMLS PIPE | (blank) | SUMMIT
16" SWING CHECK VALVE | 16" 150# RF SWING CHECK VALVE, WCB BODY, TRIM 8, BOLTED COVER, GRAPHITE GASKETS, API 594 | SUMMIT
16" TASK STRAINER | 16” Series S, Vertical Basket Strainer – ANSI 150# Connections: Inlet: 16” Flanged ANSI 150# RF Outlet: 16” Flanged ANSI 150# RF Drain: 2” 3000# TOL Vent: 1/2" 6000# TOL located on cover DP Taps: 1/2” 6000# TOL located on body | SUMMIT
16" UBOLT | CUSTOM 16" POLYSHRINK COATED U-BOLT W/ 4 NUTS TO FIT A 3/8" WRAP | SUMMIT
16" UBOLTS | 16" COATED U-BOLT W/ INSULATOR | ELLIOTT ELEC
16" U-BOLTS | 16" U-Bolts | SUMMIT
16" U-BOLTS W/HEX NUTS | (blank) | SUMMIT
16" WARREN BALL VALVE | 16" 150# RF FP A105N/3 MILL ENP TRIM DEVLON / HNBR/GRAPH 3PC TRUNNION BALL NACE API-6D GEAR OP WARREN 6155-T35DHRG | SUMMIT
16" WARREN WITH ACTUATOR | 16" 150# RF FP A105N/3 MILL ENP TRIM DEVLON / HNBR/GRAPH 3PC TRUNNION BALL NACE API-6D GEAR OP WARREN 6155-T35DHRG ACTUATOR BETTIS G3014-SR4-CW / FAIL CLOSE ACTUATOR / SIZED @ 80 PSI - 116 PSI MOP / WESTLOCK 9479SBY-2B-2M06-00 (LIMIT SWITCH 2SPDT MAGNUM STD SHAFT) / FISHER 67CFR-239/SB (1/4" SMART BLEED FILTER REGULATOR W/ GAUGE - SET @ 80 PSI) / VERSA RV-3-316-115 (1/4" 316SS SAFETY RELIEF VALVE - SET @ 115 PSI) / VERSA VSG-3321- 316-XXL4-D024 (1/4" 316SS 3WAY SOLENOID 24VDC XP) / SS FITTINGS & BREATHER VENT / 3/8" 316SS TUBING FOR COMPLETE ASSEMBLY MOUNTED TO SIDE OF ACTUATOR ON FLAT SS PLATE / MOUNTING HARDWARE INCLUDES, BRACKET, COUPLER, BOLTS TO ASSEMBLE VALVE TO ACTUATOR | SUMMIT
16" X .250 BLACK PIPE | (blank) | SUMMIT
16" X .250 WALL BLACK PIPE | (blank) | SUMMIT
16" X .250 WALL BLK O.D. PIPE | (blank) | SUMMIT
16" X .250 WALL BLK OD PIPE | (3) 42' joints | SUMMIT
16" X 16" FIBERGLASS ENCL | 16" x 16" Fiberglass Enclosure | ELLIOTT ELEC
16/1 | 16/1PR POS 16 AWG 1 PAIR SHLD 600 V CUT LENGTH | ELLIOTT ELEC
16/1 PR WIRE | 16/1PR POS 16AWG 1PR 600V | ELLIOTT ELEC
16/1 TRIAD | 16/1 OS 16 AWG 1 TRIAD SHLD-CUT | ELLIOTT ELEC
16/1 WIRE | VNTC 16/1PR POS 16AWG 1PR 600V | SUMMIT
16/12 PR | 16/12 PR SHLD-CUT WIRE | SUMMIT
16/16 WIRE | 16/16PR SPOS 16 AWG 16 PAIR SHLD CUT LENGTH | ELLIOTT ELEC
16/2 FT 2000 FT | Job # 21566-01 Charge back to Ovintiv | ELLIOTT ELEC
16/2 PR WIRE | WIRE 16/2PR SPOS 16 AWG 2 PAIR SHLD-CUT | ELLIOTT ELEC
16/2 WIRE | 16/2PR SPOS SHLD-CUT | ELLIOTT ELEC
16/2PR TW SHLD CABLE | 16/2PR TW SHLD CABLE | SUMMIT
16/2PR WIRE | 16/2 PR SPOS 16 AWG 2 PAIR SHLD CUT LENGTH | SUMMIT
16/3 WIRE | WIRE VNTC 16/3C SHLD M1/31 600V TC-ER | ELLIOTT ELEC
16/30C VNTC N/S E2 | 16/30C VNTC N/S E2 600V TC-ER | SUMMIT
16/37C | 16/37C VNTC 600V | SUMMIT
16/4 WIRE | 16/4 NO SHLD 16AWG 4CUT | ELLIOTT ELEC
16/4PR SPOS | WIRE 16/4 PAIR SHLD CUT LENGTH | ELLIOTT ELEC
16/7 WIRE | 16 AWG 7 COND-CUT WIRE | ELLIOTT ELEC
16” 150 BLINDS | ??? | SUMMIT
16” 150 GASKET W/INNER RING | 16” 150 gasket w/inner ring | SUMMIT
16” 150# GASKETS NO INTERRING | 16” 150# gaskets no interring | ELLIOTT ELEC
16” 300# GASKETS | 16” 300# gaskets no interring | ELLIOTT ELEC
16” 300# LAMONS GASKETS | 16” 300# lamons gaskets with interring | ELLIOTT ELEC
16” O.D. X 30” BLOWCASE | 16” O.D. x 30” S/S HZ BLOWCASE Includes Engineering Option | ELLIOTT ELEC
16” PBV BALL VALVES | Valve Ball PBV 6700 Series 16.00 Inch 3pc Trunnion CL 300 FP RF GO A105/A350 LF2 Body CS 3mil ENP Trim G/PTFE Seats HNBR Seals API 6D NACE Firesafe 97DGN PBV P-6730-71-2200-GH-NG-DBB 97DGN ACTUATOR LIMITORQUE MXB-10 / WG-04-1SD-D ELECTRIC ACTUATOR W/ WORM GEAR, XP, 3/60/460VAC, STD CONTROLS (OA CONTACTS / 24VDC UPS), ADAPTION, MOUNT/SET | ELLIOTT ELEC
16-00225 | 2AM03 Roper Gear Pump 3/4" x 3/4" Bare, No Motor | SUMMIT
16-00240 | 2AM03 Roper Pump 3/4 x 3/4 w/ 1 HP 1800 RPM 110 V Single Phase TEFC Motor. Special skid base cut down for maximum low skid mounting. | SUMMIT
16-00250 | Roper 2AM03 3/4" x 3/4" Gear Pump w/ Standard Bearings Skidded Package Driven by WEG Explosion Proof Standard Efficiency 1HP 1800 04 56F Single Phase 115/208-230 V 60 HZ-Foot Mounted WEG PART# 00118XS1B56 | ELLIOTT ELEC
16-00275 | 2AM03 Roper Pump 3/4 x 3/4 w/ 1 HP 1800 RPM 480 V Three Phase w/ Standard Bearings | ELLIOTT ELEC
16-00500 | 10 GA C/S 36” X 24” X 12” SUMP BOX WITH LID AND HANDLE. | ELLIOTT ELEC
16-00555 | Environmental Prover Sump Box, 10 GA C/S 56” X 18” X 24” Tall w/ Hinged Lid, dual drain strainers, (3) 2" NPT Coupling Collars, (1) 3/4" NPT Coupling Collar and (1) 2" 150# SW Flange Connection. Delek Special Spec. ADD $650.00 FOR PAINT Not Painted, Add $350.00 for Paint. | ELLIOTT ELEC
16-00585 | 10 Gauge Steel Double Lid Sump Box, 60" X 30" X 8", (No Fittings) | ELLIOTT ELEC
16-00725 | Medallion Gear Pump 4" Seal Pot w/ Brackets | SUMMIT
1-600-WKM- 320-RFFE-24- CTF-24 | VALVE, BALL, FLOATING, 1 IN (25 MM) X 1 IN (25 MM), FLANGED RAISED FACE, WKM 320F, ANSI 600 (100 PN), 1500 PSI (103 BAR) MOP, 1490 PSI (103 BAR) MOP AT MAX TEMP, TRIM 24-CTF-24, CARBON STEEL BODY, CARBON STEEL/ENP BALL, CARBON STEEL/ENP STEM, HI-PERFORMANCE PTFE SEAT, PTFE PACKING, WRENCH WITH LOCK DEVICE LESS LOCK, API 607, B16.34, NACE, -20 F (-29 C) - +300 F (+149 C), LONG PATTERN, ADJUSTABLE STEM PACKING, P/N 2398031-3114112 MODIFICATIONS: NONE OFFERING API-608 FLOATER IN LIEU OF API-6D AS REQUESTED. TAKING EXCEPTION TO THERMAL RELIEF WKM/320 | SUMMIT
16-01PRAIRGUARD-OS | PRYS CBL 16-01PRAIRGUARD-OS | SUMMIT
1602PRTCSP0S | 16-2PR SPOS | SUMMIT
16-02TC-VN | (blank) | ELLIOTT ELEC
1603TCVNSHED1 | 16/1 TRIAD | ELLIOTT ELEC
16-03TC-VN-SHE-E1 | (blank) | ELLIOTT ELEC
1604PRTCSP0S | 16-04PR SHLD TRAY CABLE | ELLIOTT ELEC
1604PRTCSP0S-WIRE | 16G. 4PR. IND. SH | ELLIOTT ELEC
1604SPOSVNTC | wire vntc 1604sposvntc 16 awg 4/pr Individual sheild+overall sheild | ELLIOTT ELEC
16-04TC-VN | (blank) | ELLIOTT ELEC
1604TCVNSHD | 16/4c Sheilded TC wire | SUMMIT
16-06PRTC-SPOS | (blank) | SUMMIT
16-06TC-VN | (blank) | SUMMIT
1607TCVNSHD | 16-07TC-VN-SHD (16AWG/ 7c wire TC rated) | SUMMIT
16-08TR STOS PVC/PVC | 16-08TR STOS PVC/PVC 600V K1 | SUMMIT
1612PRTCSPOS | 500' OF 16/12PR TW SHLD CABLE | SUMMIT
16-136-761-111 | 17L BLADE CHANGE KIT VITON 2-YEAR SPARES | ELLIOTT ELEC
16-136-761-124 | 217M/HP17 BLADE CHG KIT VITON 2-YEAR SPARES | SUMMIT
16-136-761-411 | 17L REBUILD KIT DBSSSVITON START-UP AND COMMISSIONING SPARES | SUMMIT
16-136-761-424 | 217M REBUILD KIT DBSSSVITON START-UP AND COMMISSIONING SPARES | SUMMIT
16-136-764-001 | LUBRICATOR KIT-2CC,4CC,5CC U-540 B APPLICATION Includes the following items: - Inlet quill - Angled check valves - Lubricator drive sheave - Lube pump system The above items are described in more detail below. 1 EA 16-630-888-034 QUILL 3" & CHECK VALVE 011 Included - Stainless Steel - 3" Lubrication Quill - Double Check Valve - 1/4" Tube Connection 4 EA 16-630-888-031 ANGLED CHECK VALVE 012 Included - Stainless Steel - 90 Degree - Double Check Valve - 1/4" Tube Connection 1 EA 16-132-506-501 SHEAVE 3" PD 2/4/5CC 013 Included - 3" Lubricator Drive Sheave - fits compressor shaft - (for models 2CC, 4CC, 5CC) - includes set screw 1 EA 16-631-040-001 LUBE SYSTEM, 2CC/4CC/5CC 014 Included Belt Driven Lubricator Assembly includes: - Divider Assembly --- 5 lube points - Pulley Dia. - 5" - Pressure Gauge - DNFT Monitor - Filter - 10 Micron - Rupture Disc - 1450 psi - SS Swagelok Fittings Offered Separately from Ro-Flo - Check Valves - Inlet Quill - Drive Pulley Customer Supplied: - Belt - Oil Supply Tank | ELLIOTT ELEC
16-136-764-002 | LUBRICATOR KIT-7D Includes the following items: - Inlet quill - Angled check valves - Lubricator drive sheave - Lube pump system The above items are described in more detail below. Page 1 of 3 1 EA 16-630-888-035 QUILL 4" & CHECK VALVE 003 Included - Stainless Steel - 4" Lubrication Quill - Double Check Valve - 1/4" Tube Connection 6 EA 16-630-888-031 ANGLED CHECK VALVE 004 Included - Stainless Steel - 90 Degree - Double Check Valve - 1/4" Tube Connection 1 EA 16-132-506-502 SHEAVE 3" PD 7D/8D/8DE 005 Included - 3" Lubricator Drive Sheave - fits compressor shaft - (for models 7D, 8D, 8DE, - 206, 207, 208B) - includes set screw 1 EA 16-631-050-001 LUBE SYSTEM, 7D/8D/8DE 006 Included Belt Driven Lubricator Assembly includes: - Divider Assembly --- 7 lube points - Pulley Dia. - 7 inch - Pressure Gauge - DNFT Monitor - Filter - 10 Micron - Rupture Disc - 1450 psi - SS Swagelok Fittings Offered separately from Ro-Flo: - Check Valves - Inlet Quill - Drive Pulley Customer Supplied: - Belt - Oil Supply Tank | ELLIOTT ELEC
16-136-764-003 | LUBRICATOR KIT-SD8D, SD8DE U-450 B APPLICATION Includes the following items: - Inlet quill - Angled check valves - Lubricator drive sheave - Lube pump system The above items are described in more detail below. 1 EA 16-630-888-038 QUILL 5" & CHECK VALVE 004 Included - Stainless Steel - 5" Lubrication Quill - Double Check Valve - 1/4" Tube Connection 6 EA 16-630-888-031 ANGLED CHECK VALVE 005 Included - Stainless Steel - 90 Degree - Double Check Valve - 1/4" Tube Connection 1 EA 16-132-506-504 SHEAVE 3" PD SD8D, SD8DE 006 Included - 3" Lubricator Drive Sheave - fits compressor shaft - (for models SD8D, SD8DE - HP6, HP7, HP8) - includes set screw 1 EA 16-631-050-001 LUBE SYSTEM, 7D/8D/8DE 007 Included Belt Driven Lubricator Assembly includes: - Divider Assembly --- 7 lube points - Pulley Dia. - 7 inch - Pressure Gauge - DNFT Monitor - Filter - 10 Micron - Rupture Disc - 1450 psi - SS Swagelok Fittings Offered separately from Ro-Flo: - Check Valves - Inlet Quill - Drive Pulley Customer Supplied: - Belt - Oil Supply Tank | SUMMIT
16-136-766-003 | LUBE KIT,TANDEM,8D-208/HP8 STD16-630-888-038 QUILL 5" & CHECK VALVE 004 Included - Stainless Steel - 5" Lubrication Quill - Double Check Valve - 1/4" Tube Connection 16-630-888-034 QUILL 3" & CHECK VALVE 005 Included - Stainless Steel - 3" Lubrication Quill - Double Check Valve - 1/4" Tube Connection 16-630-888-031 ANGLED CHECK VALVE 006 Included - Stainless Steel - 90 Degree - Double Check Valve - 1/4" Tube Connection 16-132-506-502 SHEAVE 3" PD 7D/8D/8DE 007 Included - 3" Lubricator Drive Sheave - fits compressor shaft - (for models 7D, 8D, 8DE, - 206, 207, 208B) - includes set screw 16-632-101-003 LUBE SYSTEM,TANDEM,8D-208B/HP8 008 Included Belt Drive Lubricator - with 4" Pulley for 3L, 4L, or A Type V-Belts - Inlet: 1/2" Tube - Outlet: (2) 1/4" Tube (2) Divider Assemblies including: - Swagelok SS Fittings - DNFT - Pressure Gauge - 10 Micron Filter - 1450 psig rupture disc Offered separately from Ro-Flo: - Check Valves - Inlet Quill - Drive Pulley Customer Supplied: - Belt - Oil Supply Tank | ELLIOTT ELEC
16-14 FEMALE DISCONNECT | 16-14 Female Disconnect | ELLIOTT ELEC
16-14 FORK TERMINAL | 16-14 FORK TERMINAL | ELLIOTT ELEC
16-155-010-362 | 5CC CW125 SINGEXT SC VIT U-540 B APPLICATION SINGLE FACE SEAL Ro-Flo Model 5CC - Rotation: CW - Casing Mat'l: Ductile Iron --- ASTM A395 60-40-18 --- NACE MR0175 Compliant - Port Angle: 125 Degree - Inlet: 2" ANSI Class 150 --- Flat Faced Flange - Outlet: 1.5" ANSI Class 150 --- Flat Faced Flange - Rotor Mat'l: AISI 1045 --- NACE MR0175 Compliant - Single Shaft Extension - Drive Shaft Dia.: 1.25" - Shaft Seal: Single-Face --- Cartridge - Head Gasket: Viton - O-Rings: Viton - Speed Range: 865-2200 RPM - MAWP: 80 psig - MAWT: 350 °F - GA Drawing: 16-123-634-502 | SUMMIT
16-155-020-362 | 7D CW110 SINGEXT SC VIT Ro-Flo Model 7D - Rotation: CW - Port Angle: 125 Degree - Rotor Mat'l: AISI 1045 --- NACE MR0175 Compliant - Drive Shaft Dia.: 1.625" - Shaft Seal: Single-Face --- Cartridge - Head Gasket: Viton - O-Rings: Viton - Inlet: 3" ANSI Class 150 --- Flat Faced Flange - Outlet: 3" ANSI Class 150 --- Flat Faced Flange - Speed Range: 690-1465 RPM - MAWP: 80 psig - MAWT: 350 °F - GA Drawing: 16-123-634-503 | SUMMIT
16-155-024-362 | 7D CW110 SINGEXT SC VIT Ro-Flo Model 7D - Rotation: CW - Port Angle: 110 Degree - Rotor Mat'l: AISI 1045 --- NACE MR0175 Compliant - Drive Shaft Dia.: 1.625" - Shaft Seal: Single-Face --- Cartridge - Head Gasket: Viton - O-Rings: Viton - Inlet: 3" ANSI Class 150 --- Flat Faced Flange - Outlet: 3" ANSI Class 150 --- Flat Faced Flange - Speed Range: 690-1465 RPM - MAWP: 80 psig - MAWT: 350 °F - GA Drawing: 16-123-634-503 | SUMMIT
16-155-030-339 | 8D CW125 SINGEXT DBS VIT Ro-Flo Model 8D - Rotation: CW - Casing Mat'l: Ductile Iron --- ASTM A395 60-40-18 --- NACE MR0175 Compliant - Port Angle: 125 Degree - Inlet: 4" ANSI Class 150 --- Flat Faced Flange - Outlet: 3" ANSI Class 150 --- Flat Faced Flange - Rotor Mat'l: AISI 1045 --- NACE MR0175 Compliant - Single Shaft Extension - Drive Shaft Dia.: 1.625" - Shaft Seal: Double Bellows --- Seal Support System Req'd - Head Gasket: Viton - O-Rings: Viton - Speed Range: 600-1465 RPM - MAWP: 80 psig - MAWT: 350 °F - GA Drawing: 16-123-633-403 | SUMMIT
16-155-110-039F08 | 17L CW125 SINGEXT DBS VIT Ro-Flo Model 17L - Coating: Primer Only --- Sherwin Williams 920 Preprime - Rotation: CW - Port Angle: 125 degree - Drive Shaft Dia.: 3.5" - Shaft Seal: Double Bellows --- seal support system req'd - Head Gasket: Viton - O-Rings: Viton - Inlet: 8" ANSI Class 150 --- Flat Faced Flange - Outlet: 6" ANSI Class 150 --- Flat Faced Flange - Speed Range: 310-760 RPM - MAWP: 80 psig - MAWT: 350 °F - GA Drawing: 16-123-633-411 | SUMMIT
16-155-186-439 | 208B CW90 DBLEXT DBS VITRo-Flo Model 208B - Rotation: CW - Casing Mat'l: Ductile Iron --- ASTM A395 60-40-18 --- NACE MR0175 Compliant - Port Angle: 90 Degree - Inlet: 3" ANSI Class 150 --- Flat Faced Flange - Outlet: 2" ANSI Class 150 --- Flat Faced Flange - Rotor Mat'l: AISI 1045 --- NACE Compliant - Double Shaft Extension - Drive Shaft Dia.: 1.625" - Shaft Seal: Double Bellows --- Seal Support System Req'd - Head Gasket: Viton - O-Rings: Viton - Speed Range: 600-1465 RPM - MAWP: 150 psig - MAWT: 350 °F - GA Drawing: 16-123-618-411 | SUMMIT
16-155-234-139F08 | 217M CW110 DBLEXT DBS VIT Ro-Flo Model 217M - Coating: Primer Only --- Sherwin Williams 920 Preprime - Rotation: CW - Port Angle: 110 degree - Drive Shaft Dia.: 3.5" - Shaft Seal: Double Bellows --- seal support system req'd - Head Gasket: Viton - O-Rings: Viton - Inlet: 6" ANSI Class 150 --- Flat Faced Flange - Outlet: 4" ANSI Class 150 --- Flat Faced Flange - Speed Range: 310-760 RPM - MAWP: 150 psig - MAWT: 350 °F - Double Shaft Extension - GA Drawing: 16-123-618-406 | SUMMIT
16-155-250-302 | SD8D CW125 SINGEXT SF VIT Ro-Flo Model SD8D - Rotation: CW - Port Angle: 125 Degree - Rotor Mat'l: AISI 1045 --- NACE MR0175 Compliant - Drive Shaft Dia.: 1.875" - Shaft Seal: Single-Face - Head Gasket: Viton - O-Rings: Viton - Inlet: 4" ANSI Class 150 --- Flat Faced Flange - Outlet: 3" ANSI Class 150 --- Flat Faced Flange - Speed Range: 600-1465 RPM - MAWP: 80 psig - MAWT: 350 °F - GA Drawing: 16-123-634-120 | SUMMIT
16-155-250-362 | SD8D CW125 SINGEXT SC VIT U-450 B APPLICATION SINGLE FACE SEAL Ro-Flo Model SD8D - Rotation: CW - Casing Mat'l: Ductile Iron --- ASTM A395 60-40-18 --- NACE MR0175 Compliant - Port Angle: 125 Degree - Inlet: 4" ANSI Class 150 --- Flat Faced Flange - Outlet: 3" ANSI Class 150 --- Flat Faced Flange - Rotor Mat'l: AISI 1045 --- NACE MR0175 Compliant - Single Shaft Extension - Drive Shaft Dia.: 1.875" - Shaft Seal: Single-Face --- Cartridge - Head Gasket: Viton - O-Rings: Viton - Speed Range: 600-1465 RPM - MAWP: 80 psig - MAWT: 350 °F - GA Drawing: 16-123-634-506 | SUMMIT
16-242-327-002 | VIBRATION SENSOR MOUNT 17/19 TAPPED 1/4-28 | SUMMIT
16-25TC-VN | (blank) | ELLIOTT ELEC
1625VNTC | 1625 VNTC TRAY CABLE 600V 16AWG VNTC | SUMMIT
16-300 ABZ 422 W/ MXA 05-52 | Valve Butterfly ABZ NACE 422 Series 16.0 Inch 108 Trim (NACE MR0175 Body Disc Stem) Cl 300 Lug WCB Body 316 SS Disc 17-4 SS Stem RTFE + 316 SS Seat GRAPIDTE Packing ACTUATOR LIMITORQUE MXA-05-52 / WG-03-1 SD-B (217: 1) ELECTRIC ACTUATOR WITH QUARTER TURN GEAR, XP-CL I, DIV 2, GRPS C & D, 460/3/60 VAC, NON-INTRUSIVE INTEGRAL CONTROLS, MODULATING LCD DISPLAY, OA CONT ACTS, 24VDC CONTROLS, APT (4-20MA), LOSS OF PRIMARY POWER-FAIL LAST & LOSS OF SIGNAL-FAIL OPEN OR CLOSED, BORE AND KEYED NUT, ADAPTATION, MOUNTED/TESTED. OPERATING TIME: 63 SECONDS | DEALERS
16-300 FRANKLIN W/ MXA 40-52 | 16" ANSI 300# Franklin DuraSeal Valve, Fig.#D72 l. Viton slip seals & trim, A216 WCB Body with Chrome ID, A216 WCB Plug with ENP, A216 WCB Bonnet and Lower Plate, A536 DI Slips RFFE, 501 Gear Operator. Includes NACE Bolting and Stainless Steel DTR Adder. ACTUATOR LIMITORQUE MXA-40-52-B4 ELECTRIC ACTUATOR, XP-CL 1, DIV 2, GRPS C & D, 460/3/60 VAC, NON-INTRUSIVE INTEGRAL CONTROLS, STANDARD LCD DISPLAY, OA CONTACTS, 24VDC CONTROLS, LOSS OF PRIMARY POWER-FAIL LAST & LOSS OF SIGNAL-FAIL OPEN OR CLOSED, BORE AND KEYED NUT, MAK, MOUNTED/TESTED. OPERATING TIME: 74 SECONDS
16-300 GROVE W/ MXA-10-52 | 16" X 16" 300# GROVE B5UM, 3 PIECE, TRUNNION MOUNTED BALL VAL VE, RAISED FACE FLANGED ENDS, LOW TEMP & NACE/00107 TRIM, BARE STEM WITH MOUNTING PIATE, SHOP PRIMER COATING, API-6D AND FIRESAFE TO API-6FA, TEMP. RATING -50F TO +350F, FACTORY NEW (PIN 16X16_RF _B5UM_300_D0107_DS) MODIFICATION: ADD DTR FOR LIQUID SERVICE ACTUATOR LIMITORQUE MXA-10-52 / WG-04-ISD-D (252:1) ELECTRIC ACTUATOR WITH QUARTER TURN GEAR, XP-CL I, DIV 2, GRPS C & D, 460/3/60 VAC, NON-INTRUSIVE INTEGRAL CONTROLS, STANDARD LCD DISPLAY, OA CONTACTS, 24VDC CONTROLS, LOSS OF PRIMARY POWER-FAIL LAST & LOSS OF SIGNAL-FAIL OPEN OR CLOSED, BORE AND KEYED NUT, ADAPTATION, MOUNTED/TESTED. OPERATING TIME: 73 SECONDS | VINSON PROCE
16-300 WARREN 3305 CK VALVE | 16" 300 WARREN CHECK VAL VE, MODEL 3305-6IVVR6D, RF FLANGED, FULL PORT, WCB BODY, 316 SS 1RIM, 316 SS HINGE PIN, 316 SS DISC, VITON SEAT RING, SPIRAL WOUND GRAPHITE GASKET, VITON 0-RING, BOLTED COVER | VINSON PROCE
16-37TC-VN | (blank) | SUMMIT
1650R4A | TEMVINYL ELEC TAPE 165,ORANGE,3/4" X 60',100/CASE | VINSON PROCE
165B54A | TEM VINYL ELEC TAPE 165,BLACK,3/4" X 60',100/CASE | VINSON PROCE
165BK4A | TEM VINYL ELEC TAPE 165,BLACK,3/4" X 60',100/CASE | VINSON PROCE
165BK4A ( BLK ELECTRICAL TAPE) | 165BK4A ( Blk electrical tape) | VINSON PROCE
165BR4A | TEMFLEX VINYL ELECTRICAL TAPE 165,BROWN,3/4" X 60' | CONTROL EQUI
165PR4A | TEMFLEX VINYL ELECTRIAL TAPE, PURPLE, 3/4" X 60' | VINSON PROCE
165T CRANE | 165T Crane with load of Counterweight to load Skid | VINSON PROCE
165WH4A | TEM VINYL ELEC TAPE 165,WHITE,3/4" X 60',100/CASE | ELLIOTT ELEC
165YL4A | TEM VINYL ELEC TAPE 165,YELLOW,3/4" X 60',100/CASE | ELLIOTT ELEC
16-630-888-031 | ANGLED CHECK VALVE - Stainless Steel - 90 Degree - Double Check Valve - 1/4" Tube Connection | ZONE INDUST
16-630-888-035 | Quill 4" & Check Valve -Stainless Steel -4" Lubrication Quill -Double Check Valve - 1/4" Tube Connection | CITY PIPE
16-630-888-038 | QUILL 5" & CHECK VALVE - Stainless Steel - 5" Lubrication Quill - Double Check Valve - 1/4" Tube Connection | MCCARTY EQUI
16G WIRE | EG WIMTWTIN16STRBLU500 WIRE 1/C MTW, TINNED, 16AWG,STR,BLUE,500’REEL | MCCARTY EQUI
16M24SM | SPST 1" COND TO 1/8"-1/4" SIDE MOUNT | MCCARTY EQUI
16X16X8 NEMA 12 WALLMOUNT | Charge back to Ovintiv | MCCARTY EQUI
1-7/8D HANDY BX W/1/2 KO | 1-7/8D HANDY BX W/1/2 KO | MCCARTY EQUI
1700 METER TRANSMITTER | 1700R12ABAEZZZ MICRO MOTION 1700 FIELD AND INTEGRAL-MOUNT SINGLE VARIABLE FLOW TRANSMITTER | MCCARTY EQUI
1700 TRANSMITTER | MICRO MOTION 1700 FIELD AND INTEGRAL-MOUNT SINGLE VARIABLE FLOW TRANSMITTER 1700R12ABAEJZZ | ELLIOTT ELEC
17-00195 | Actuator, ROTORK CML750 IMPERIAL I, FM, 24VDC, 1.0. ROTCML750-IMPERIAL I-FM-24VDC-WDM10-0. Wiring Diagram M10-00 | ELLIOTT ELEC
17-00250 | AccuLoad IV P8VM0000057 ALIV-ST-XP-ARM1-A06000-0 Model Type AccuLoad IV Hardware Model Designation ALIV-ST Enclosure Options Explosion-Proof Housing Flame Proof Enclosure UL/CUL, Eex d IIB, IP65 DEMKO A/S Firmware One-Arm Operation RTD Input Module 0 RTD Input Modules 4 to 20mA Input Modules 6 - 4-20mA Input Modules 4 to 20mA Output Modules 0 - 4-20mA Output Modules 1 to 5VDC Input Modules 0 - 1 to 5VDC Input Modules 1 to 5VDC Output Modules 0 - 1 to 5VDC Output Modules Hardware Option No Hardware Options Firmware Revision Use Current Firmware | ELLIOTT ELEC
1700-3/3X60FT | 3M 1700 SLP BLACK 3/4X60 VNL TAPE | ELLIOTT ELEC
1700-3/4X60FT | 3M 1700-SLP BLACK 3/4X60 VNL TAPE | DEALERS
17-00400 | PX 0404428; AB/SS Support bracket made from insulation material with retaining screw can be used with either 3 x 10 mm or 6 x 6 mm busbar color: gray | SUMMIT
17-00500 | PX 1201141; AB/NS Support bracket for insulated mounting of DIN rails in insulated systems plastic 21 mm high | ODESSA PUMPS
1704-7094 | ??? | DEALERS
17-09000 | Door Switch UL W/out Connection Cable, W/ Mounting Hardward | SUMMIT
17-09250 | Red Lion Master Controller SX | DEALERS
17-09500 | Watchdog Relay, 12 to 24 VDC, 10 to 30 VDC Input, Form C output, IP30, ATEX | DEALERS
17-10005 | VCK00019 MAIN BOARD, VALVCON, REPLACEMENT MAIN BOARD FOR LADCWX1000-3000 | DEALERS
17-10006 | VCK00003, CONTROL BOARD, ADC UNIVERSAL UP ACTUATOR, INCLUDE POTENTIOMETER. ACTUATOR PART | GRAYBAR
17-10020 | Phoenix, SWITCH SFNB 5TX 5 Port Ethernet Switch Part # :PX 2891001 | CITY PIPE
17-10025 | Phoenix Contact, FL Switch 10005NNarrow Ethernet Switch, Five RJ45 port with 10/100 Mbps on all ports, automatic data transmission speed detection, autocrossing function, and QoS. | DEALERS
17-11001 | AD DLA-12D3; Citel Surge Protector | ELLIOTT ELEC
17-15000 | SLOTTED DUCT,(1x3 Duct, 6’ long) - Box Qty– 120’ (20, 6 foot pieces) Priced per Foot Part #: EM F1X3LG6 | ELLIOTT ELEC
17-15010 | DUCT COVER, (1” cover, 6’ long) – Box Qty 120’ (20, 6 foot Pieces) Priced per Foot (for use with PN 17-15000) Part #: EM C1LG6 | MCCARTY EQUI
17-15011 | Slotted Duct, PVC, 1.5X2X6,LGRY | SUMMIT
17-15012 | Duct Cover, PVC, 1.5W X 6, LGRAY | SUMMIT
17-15020 | SLOTTED DUCT,(2x3 Duct, 6’ long) – Box Qty 60’ (10, 6 foot Pieces) Priced per Foot Part #: EM F2X3LG6 | SUMMIT
17-15025 | EM F2X4LG6 Slotted Duct, PCV, 2X4X6, LG Gray | SUMMIT
17-15030 | DUCT COVER, (2” cover, 6’ long) – Box Qty 120’ (20, 6 foot Pieces) Priced per Foot (For use with 17-15020) Part #: EM C2LG6 | SUMMIT
17-15040 | Din Rail 1 meter 1/2" Offset, HEAVY DUTY Phoenix Contacts Part # : PX 1207658 | SUMMIT
17-15050 | Din Rail, STANDARD, 2Meter 1/4" offset Phoenix Contacts Part # : PX 0801733 | SUMMIT
17-15060 | E/NS 35 N, End clamp, width: 9.5 mm, color: gray Part # PX 0800886 | SUMMIT
17-15062 | End Clamp - CLIPFIX 35-5 Quick mounting end clamp for NS 35/7,5 DIN rail or NS 35/15 DIN rail, with marking option, with parking option for FBS...5, FBS...6, KSS 5, KSS 6, width: 5.15 mm, color: gray | SUMMIT
17-15070 | D-UT 2 5/4-TWIN Partition Plate Part # PX 3047141 | SUMMIT
17-15071 | D-UT 2 5/10 End Cover, Length : 47 mm; Width : 2.2 mm; Height : 39.8 mm; Color : Gray | SUMMIT
17-15080 | UT 4-MTD Feed-through terminal block, nom. voltage: 800 V, nominal current: 32 A, connection method: Screw connection, number of connections: 2, cross section: 0.14 mm² - 6 mm², AWG: 26 - 10, width: 6.2 mm, color: gray, mounting type: NS 35/7,5 Part # PX 3046184 | SUMMIT
17-15084 | PX 3044102 UT 4 GY Feed-through terminal block, nom. voltage: 1000 V, nominal current: 32 A, connection method: Screw connection, Rated cross section: 4 mm2, cross section: 0.14 mm2 - 6 mm2, mounting type: NS 35/7,5, NS 35/15, color: gray | MIDSTREAM VA
17-15090 | UT 4-MTD-PE Ground modular terminal block, connection method: Screw connection, cross section: 0.14 mm² - 6 mm², AWG: 26 - 10, length: 57.8 mm, width: 6.2 mm, color: green-yellow, mounting: NS 35/7,5, NS 35/15 Part # PX 3046223 | DEALERS
17-15100 | UT 4-HESI (5X20) Fuse modular terminal block, fuse type: Glass / ceramics / ..., connection method: Screw connection, cross section: 0.14 mm²- 6 mm², AWG: 26 - 10, nominal current: 6.3 A, nom. voltage: 500 V, width: 6.2 mm, fuse type: G / 5 x 20 Part # PX 3046032 | GRAINGER
17-15101 | PN 3048580; PHOENIX CONTACT UK 10,3-CC HESI N FUSE MODULAR TERMINAL BLOCK | ELLIOTT ELEC
17-15105 | PX 3046090; UT 4-HESILED 24 (5X20) Lever-type fuse terminal block black for 5 x 20mm G fuse inserts with LED for 24 V AC/DC
17-15110 | UT 4-L/HESI (5X20) Fuse modular terminal block, fuse type: Glass / ceramics / ..., connection method: Screw connection, cross section: 0.14 mm²- 6 mm², AWG: 26 - 10, nominal current: 28 A, nom. voltage: 500 V, width: 6.2 mm, fuse type: G / 5 x 20 Part # PX 3214325 | CITY PIPE
17-15115 | UT 4-L/HESILED 24 (5X20) Fuse Modular Terminal Block. Led Indication | CITY PIPE
17-15120 | UT 4-PE/L/HESI (5X20) Fuse modular terminal block, fuse type: Glass / ceramics / ..., connection method: Screw connection, cross section: 0.14 mm²- 6 mm², AWG: 26 - 10, nominal current: 28 A, nom. voltage: 500 V, width: 6.2 mm, fuse type: G / 5 x 20 Part # PX 3214320 | ELLIOTT ELEC
17-15125 | UT 4-PE/L/HESILED 24 (5X20) Fuse Modular Terminal Block, LED Inidcator | SUMMIT
17-15130 | DOK 1 5-2D, Sensor/actuator terminal block Part # PX 2717139 | ELLIOTT ELEC
17-15170 | PLC-RSC- 24DC/21 6Amp 24VDC Relay Dinrail mounted Part # PX 2966171
17-15185 | Relay Module - RIF-0-RPT-24DC/1 Pre-assembled relay module with push-in connection, consisting of: relay base with ejector and power contact relay. Contact type: 1 N/O contact. Input voltage: 24 V DC | ELLIOTT ELEC
17-15190 | FBST 500-PLC RD, INSERTION BRIDGE FOR PHOENIX RELAYS Part # PX 2966786 | ELLIOTT ELEC
17-15205 | FBS 4-6 Plug-in bridge; pitch : 6.2 mm; width: 23.1 mm: number of positions : 4 Color : red | CHAPARRAL BO
17-15210 | FBS 50-6 Plug-in bridge, pitch: 6.2 mm, width: 308.3 mm, number of positions: 50, color: red Part # PX 3032224 | ELLIOTT ELEC
17-15220 | UCT-TM 6, Marker for terminal blocks - UCT-TM 6 Part # PX 0828736 | ELLIOTT ELEC
17-15221 | UCT-TM 5, Marker for terminal blocks - UCT-TM 5 | SUMMIT
17-15222 | US-EMLP (85 6X54) PLASTIC LABEL CARD WHITE UNLABELED CAN BE LABELED WITH: BLUEMARK ID COLOR BLUEMARK ID THERMOMARK PRIME THERMOMARK CARD 2.0 THERMOMARK CARD MOUNTING TYPE: ADHESIVE LETTERING FIELD SIZE: 85.6 X 54 MM NUMBER OF INDIVIDUAL LABELS | SUMMIT
17-15225 | PX 0801505; UCT-EM (30X5) - Marker for end clamp | ELLIOTT ELEC
17-15240 | EO-AB/UT/LED/15 Single Din Rail 120VAC Outlet | INDUSTRIAL
17-15241 | PC Plug Marker (goes w/ Part #17-15240) | ELLIOTT ELEC
17-15250 | WMS 3 2 (60X5)RLShrink sleeve, Roll, white, can be labeled with: THERMOMARK ROLL, THERMOMARK ROLL X1, THERMOMARK ROLLMASTER 300/600, THERMOMARK X1.2: without print, perforated Part # PX 0800384 | ELLIOTT ELEC
17-15251 | WMS 4,8 (60X9)R Shrink sleeve, Roll, white, perforated, mounting type: slide on, cable diameter range: 1.6 ... 4.8 mm, lettering field size: 60 x 9 mm, Number of individual labels: 250 | ELLIOTT ELEC
17-15255 | PX 0803374; Ink ribbon cartridge, for THERMOMARK PRIME for printing product groups UCT..., US..., and UM..., roll length: 70 m, width: 110 mm, color: black | ELLIOTT ELEC
17-15300 | UBE/D Terminal strip marker carriers for marking terminal group, for mounting on the terminal strip NS 32 or NS 35/7.5, lettering field size: 44 x 7 mm Part # PX 0800307 | TOTAL VAVE
17-15301 | 5Amp Thermomagnetic device circuit breaker | AWC, INC
17-15302 | 15Amp Thermomagnetic device circuit breaker | CITY PIPE
17-15306 | Pulse DC UPS Controller DC-UPS CONTROLLER, 24VDC, 10A | CITY PIPE
17-15320 | 1 Amp Terminal Block Fuses 5 X 20MM FUSE, 1A, CERAMIC, FAST ACTING | INDUSTRIAL
17-15321 | 2 Amp Terminal Block Fuse 5 X 20MM FUSE, 2A, CERAMIC, FAST ACTING | CITY PIPE
17-15322 | 3 Amp Terminal Block Fuse 5 X 20MM FUSE, 3A, CERAMIC, FAST ACTING | TEINERT META
17-15330 | CAT5e Patch Cable 3 foot | CITY PIPE
17-15331 | CAT5e Patch Cable 5 Foot | INDUSTRIAL
17-15340 | MWC 18 awg, WPY-1816 Yellow 500 Foot Roll | INDUSTRIAL
17-15341 | MWC 18 awg, WPY-1816 Quantity Breakdown: Black (2,000); Red (2,000); White (1,500); Blue (1,000) | CITY PIPE
17-15348 | PN: ED L818ST-03; 18 AWG UL1007 RED - 500 FT ROLL | CITY PIPE
17-15360 | WM161208NC WM 16X12X08 CARBON STEEL 7035 | CITY PIPE
17-15370 | WMSMB6 SLOTTED WALLMOUNT BRACKET-SS | CITY PIPE
17-15380 | Power Sonic 12V 7.0AH Battery | CITY PIPE
17-15615 | Type CH Circuit Breaker, 1-Pole 15 AMP. MFG PN: CHF115 | CITY PIPE
17-15620 | Type CH Circuit Breaker, 1-Pole 20 AMP. MFG PN: CHF120 | ZONE INDUST
17-16000 | MS-3102A-14S-2S 4 Pin Panel Mount Connector
17-16001 | 14 Series Dust Caps for Prover Plugs (MS-3102A-14S-2S). | CITY PIPE
17-16103 | Part Number 8829; 250 Pack/ Meter Seals with Stainless Wires 12"
17-18105 | 22mm 24V AC/DC Indicator Light - Green | INDUSTRIAL
17-18200 | MFG PN: 800T-QH2R; ALLEN-BRADLEY 800T PB, 30mm Pilot Light, LED Lamp, 12-130V AC/DC, Red Plastic Lens, No Guards - on Terminals, Device with Packaging | HOSE OF SOUT
17-18210 | MGF PN: 800T-QH2G; ALLEN-BRADLEY, 800T PB, 30mm Pilot Light, LED Lamp, 12-130V AC/DC, Green Plastic Lens, No Guards - on Terminals, Device with Packaging | DRALCO SYST
17-18300 | MFG PN: 800T-A2D1; ALLEN-BRADLEY, 800T PB, 30mm Momentary Push Button, Flush Head Push-Button, Flush Head, Black, Standard, Standard, Black, No Guards - on Terminals, 1-NO Standard Contact, No Block In Position 2, No Block In Position 3, 1-NO Standard Contact, No Block In Position 4, Device with Packaging | SUMMIT
17-19003 | RH1BUAC120V; SPDT 120V 5 BLD. RELAY | HOSE OF SOUT
17-19007 | BUTTON-EMBER STOP RED, JUMBO MUSHROOM (ESD SWITCH) | LEGACY FLOW
17-19008 | 30MM CONT BLK 1NO-1NC AMBER (ESD SWITCH) | DEALERS
17-19010 | PSH-PLL MA OPER (ESD SWITCH) C-H/WEST 10250T5 PUSH/PULL OPERATOR, 30.5MM, MAINTAINED, NEMA 4, 4X & 13 | DEALERS
17-19011 | MOMENTATRY PUSHBUTTON BLACK FLUSH MT NONILLUMINTATED | FRANKLIN VAL
17-19013 | IDEC SH1B-05 MINI RELAY SOCKET | DEALERS
17-19016 | Eaton 10250T pushbutton contact block, 10250T series, Standard Contact Blocks, 2NC, Pressure terminal
17-19017 | Eaton 10250T pushbutton contact block, 10250T series, Standard contact block, Pressure terminal, 2NO
17-19018 | 10250T, Shroud, 30.5 mm, Heavy-Duty, Used with Jumbo mushroom head operator
17-19019 | 10250T, Button, 30.5 mm, Heavy-Duty Watertight/Oiltight, Standard (40 mm), Used with Push-pull, non-illuminated, Red actuator, EMERG. STOP | MIDSTREAM VA
17-19023 | 30MM Cont Blk 1NO MFG PN 10250T53 | HOSE OF SOUT
17-20020 | Micro Logix Analog Card 2AO 2AI | THE SHERWIN
17-20040 | Micro Logix Analog Card 4AO 1762-OF4 | SURE SHOT
17-20050 | PLC, Micro Logix 1100 (120V input) 1763-L16AWA | SURE SHOT
17-20070 | Micro Logix 1400 - DC 1766-L32BXB | SURE SHOT
17-20075 | MicroLogix 1400 32 Point Controller, 24DC IN | SURE SHOT
17-20090 | Emerson ROC809 Digital Output Card | SURE SHOT
17-20100 | FS8DI-1; Emerson 5 Channel Discrete Input Module for ROC 809/827 | SURE SHOT
17-20101 | ROC809 LACT Bundle; comes w/ CPU, PS, RS485, APM, DI, DO, AI, liquid license, and DS800 runtime license | SURE SHOT
17-20110 | FS8AI-2; Emerson 4 Channel Analog Input, 16-Bit; ROC 809/827 | SURE SHOT
17-20111 | 4 Channel Input/Output HART Analog | SURE SHOT
17-20120 | FS8AO-1; Emerson 4 Channel Analog Output Module; ROC 809/827 | SURE SHOT
17-20130 | FS8APM-1; Emerson 4 Channel Advanced Pulse Module; ROC 809/827 | SURE SHOT
17-20140 | FSROC-809/809E MPU, w/LOI, Ethernet, RS232 + 9 Slots Fixed | SURE SHOT
17-20141 | FSROC-827/827 MPU w/LOI,Ethernet,RS232 + 3-Slots Expandable | INDUSTRIAL
17-20142 | FSROC-EXP/EXP 6 Slot Expansion Backplane | RAM TOOL
17-20153 | User Program License Key; ROC800 | REXEL
17-20155 | FS8KY-8; Liquid App User Program (Includes key), 6 Meter Runs; ROC800
17-20158 | FS8KY-14 SURFACE CRTL MGR ROC800 (PMSC) | VECTOR
17-20159 | FS8KY-11 Cause and Effect 128C/48E ROC800 License | VANZANDT CON
17-20170 | FS8CM-2; RS-485 Module ROC800 | CITY PIPE
17-20180 | FS8PS-3 ROC800 11-30 VDC Power supply | CITY PIPE
17-21000 | IDEC PLC, 40 I/O, 24VDC, Relay Output. MFG PN: FC6A-C40R1CE | CITY PIPE
17-21005 | MFG PN: FC6A-J8A1; IDEC MICROSMART SERIES 8 POINT ANALOG INPUT PUSH IN MODULE | INDUSTRIAL
17-21010 | IDEC 4 CHANNEL ANALOG INPUT MODULE. MFG PN: FC6A-J4CN1
17-21020 | MFG PN: FC6A-K4A1; IDEC MICROSMART SERIES FC6A; 4PT ANALOG OUTPUT PUSH IN MODULE | INDUSTRIAL
17-21030 | MFG PN: FC6A-SIF52; IDEC MICROSMART SERIES FC6A, COMMUNICATION PUSH IN MODULE | INDUSTRIAL
17-22000 | DP-1 Panel MPLX Special PCSFNGBBB24C (Expedited Price) | CITY PIPE
17-22005 | 24x57 RT CAN PRL4 Type 3R. RPCB2457 Marathon Special | CITY PIPE
17-23000 | FS8PI-1 ROC800 Pulse Input (PI), 2 channel | CITY PIPE
17-23025 | ROC800 4 Channel Analog Input 16 Bit 8AI-2 Plains Job# 20203-01 | INDUSTRIAL
17-23040 | FS8DO-2; ROC800 DOR Card (relay), 5 Channel | CITY PIPE
17-25125 | Allen Bradley PLC with Red Lion 7" HMI. MFG PN: 87073-VRU A-B L33ER. A-B Compact Logix 5370 L33ER PLC 2MB Controller w/ Dual Ethernet, Color Touchscreen, | INDUSTRIAL
17-25300 | AB 800H-JR4 Operator | CITY PIPE
17-25301 | A-B 800TC-XAF 30mm Contact Block 1-NO 1-NC 800T | TEINERT META
17-30050 | ECSR70 Fuse | TEINERT META
1732DRILLBIT | 17/32" DRILL BIT | TEINERT META
17-40000 | Red Lion 7" HMI OUTDOOR, 24 Volt PN: RL G07S0000 | CITY PIPE
17-40010 | Red Lion 10" HMI OUTDOOR, 24 Volt. MFG PN RL G10S0000 SINGLE PORT | CITY PIPE
17-40015 | Red Lion 10" HMI Outdoor, Graphite Series, 2 RS232 Ports, 1 RS485 Port, 2 Ethernet Ports, Supply Voltage 10-30 VDC. MFG PN G10S1000 DOUBLE ETHERNET PORT | CITY PIPE
17-40020 | Shade Aide HMI Red Lion Screen Size 7”H x 9.5”W. PN: AD H87A379 | INDUSTRIAL
17-40030 | Shade Aide HMI Red Lion Screen Size 10”. PN: AD H87A485 | CITY PIPE
17-40035 | 15" Shade Aid HMI Kit | TEINERT META
17-50000 | Emerson SVL Series Power Supply Input Volts: 100-240VAC Output Volts: 24VDC Output Current: 10.0 Amps Delek Order# 21350 | TEINERT META
17-50010 | Emerson SVL Series Power Supply Input Volts: 100-240VAC Output Volts: 24VDC Output Current: 20 Amps | TEINERT META
17-50020 | Mean Well 5 amp Power Supply DR120-24 Javelin 23103-01 | TEINERT META
17-50025 | Power Supply with Battery Charger 28V | TEINERT META
17-50050 | CP10.241, PULS 120VAC-24VDC 10A Power Supply | TEINERT META
17-50215 | 15 KVA 480:120V Mini Power Zone. ACM MFG PN PT061150015LS. | TEINERT META
17-60000 | Schnieder Electric Scadapacks TBUP334-1L20-AB00S | TEINERT META
17615 MOUNTING BRACKET | (blank) | TEINERT META
1769-IF16C | Allen-Bradley 1769-IF16C CompactLogix 16-Ch Analog Current Input Module | JET SPECIALT
1769-OB16 DIGITAL OUTPUT CARDS | 1769-OB16 digital output cards
17-75000 | Surface Control License FS8KY-14
17-80500 | PLC PANEL, MCI TO BUILD-TO-PRINT PER CUSTOMER SUPPLIED DRAWINGS. PANELS TO BE MFG PER UL 508A AND ISO-9001 PROCEDURES. PANELS TO BE QC TESTED AND TO RECEIVE UL 508A LISTING. new price includes the Hoffman Heater to be shipped loose with the panel in the manufacturers packaging for SCS to field install
17-90000 | Single UPS 76AH. MFG PN: PX 1156404
17-94075 | VFD4075-CT-NS 75 HP Constant Torque 460V 3PH 53X36X16 Enclosure
17-94125 | VFD4125-CT-NS-2W 125 HP Enclosure 65x36x16
17-96005 | Panel, 48PT VRU PLC Panel – TYPE 4X 304SS – CLASS 1 DIV 2 Rated Components | CITY PIPE
18 AWG 1 PAIR SHLD | VNTC 18/1PR SPOS 18 AWG 1 PAIR SHLD-CUT WIRE VNTC 18/1PR SPOS 18 AWG 1 PAIR SHLD CUT LENGTH
18 TPI COMPACT PORTABLE | 18 TPI COMPACT PORTABLE BAND SAW BLADE 1PK
18 TPI STD DEEP CUT | 18 TPI STD DEEP CUT PORTABLE BAND SAW BLADE 3PK | CITY PIPE
18 X 12 SONATUBE | (blank) | CITY PIPE
1-8 X 16 1/4" YELLOW CAD STUD | (blank) | CITY PIPE
1-8 X 4 3/4" YELLOW CAD STUD | (blank) | INDUSTRIAL
18" STEM EXT | 9A-50142207997 STEM, SAMPLER,C2 SERIES | CITY PIPE
18" UV RATED BLK NYLON | 18" UV RATED BLK NYLON TY RAP
18/12C E2 600V TC-ER | QTY 300 Job # 21109-10 Charge back to moms meals | TAG PLACE
18/2 OA FOIL SHI-D 1000' | 18/2 OA FOIL SHI-D 1000' | TAG PLACE
18/2 WIRE | 18/2 PR SHLD-CUT | CITY PIPE
18/2C VNTC SHLD M1/E1 600 V | QTY 1,000 Job # 21109-10 Charge back to moms meals | CITY PIPE
18/2PR BK/WH SHLD 600V | QTY 300 Job # 21109-10 Charge back to moms meals | CITY PIPE
18/2PR WIRE | 18/2PR SHLD-CUT | INDUSTRIAL
18/3C VNTC SHLD 600 TC-ER | QTY 1,800 Job # 21109-10 Charge back to moms meals | TEINERT META
18/4C 600V TC-ER BELDEN | QTY 560 Job # 21109-10 Charge back to moms meals | CITY PIPE
18/7C 600V TC-ER | QTY 1,200 Job # 21109-10 Charge back to moms meals | ELLIOTT ELEC
1-800- WARRENGATE | 1" 800# A350 LF2/12N NACE BB OS&YGATE THD 811/ 851 LF2-12N-T | CTAP
1800-0091 | ??? | CTAP
1802-0084 | ??? | CTAP
18-02PRTC-SPOS | (blank) | HOSE OF SOUT
18-02TC-VN-SHD-E1 | (blank) | SUMMIT
18-03TC-VN-SHD 18-1 6178EA | Job # 21109-10 PWC 18-03TC-VN-SHD 18-1TR OS | JET SPECIALT
1808-4597 | ??? | CITY PIPE
1808-4643 | ??? | DEALERS
1809-4096 | ??? | DEALERS
18-11X16 | 11' x 16' Skid Frame Labor to Build - EVX Special | DEALERS
18-14 RING TERMINAL | 18-14 RING TERMINAL | THE SHERWIN
1816 ORANGE | ??? | ELLIOTT ELEC
18-16PRTC-SPOS | (blank) | CITY PIPE
18-1PR SHLD | Job # 21109-10 PWC 18-02TC-VN-SHD-E1 18-1PR SHLD BC TC-TFFN E1 | ELLIOTT ELEC
18'4" X 7'2" PERFECTASTEP | 18'4" x 7'2" PerfectAStep Qty1) ALUMINUM PERFECTASTEP-PLATFORM-UNSUPPORTED Length=8'-0" Width=2'-10" Aluminum Unsupported PerfectAStep Platform *Prefabricated Stamped positive-traction walk surface *Units have common bolt hole patters for stairs, other platforms and handrails with standard walk surface 1) ALUMINUM PERFECTASTEP-PLATFORM-UNSUPPORTED Length=8'-0" Width=2'-10" Aluminum Unsupported PerfectAStep Platform *Prefabricated Stamped positive-traction walk surface *Units have common bolt hole patters for stairs, other platforms and handrails with standard walk surface 4) ALUMINUM PERFECTASTEP-TOWER ALUMINUM PERFECTASTEP TOWER SUPPORT Width=${width__ftin} height=${height__ftin} 4 steps with 8/8 rise/run 4) ALUMINUM PERFECTASTEP-PLATFORM-CANTILEVER Length=2'-10" Width=3'-0" Aluminum PerfectAStep Cantilever Platform *Prefabricated stamped positive-traction walk surface *Units have common bolt hole patters for stairs, other platforms and handrails with standard walk surface 1) ALUMINUM PERFECTASTEP-STAIR Modified ALUMINUM PerfectAStep Stair * 4 steps with standard walk surface * Rise/Run=8/8, Width=2'-0" * Prefabricated to fit any side of a PerfectAStep platform * Handrails on both sides to be powder coated pipe construction 1) ALUMINUM PERFECTASTEP-STAIR Modified ALUMINUM PerfectAStep Stair * 3 steps with standard walk surface * Rise/Run=8/8, Width=2'-0" * Prefabricated to fit any side of a PerfectAStep platform * Handrails on both sides to be powder coated pipe construction 1) ALUMINUM PERFECTASTEP-PLATFORM Length=7'-0" Width=3'-0" ALUMINUM PerfectAStep Platform *Prefabricated stamped positive-traction walk surface *Units have common bolt hole patters for stairs, other platforms and handrails with standard walk surface 2) ALUMINUM HANDRAIL WITH HARDWARE Length=3'-3" ALUMINUM HANDRAIL WITH HARDWARE 3) ALUMINUM HANDRAIL WITH HARDWARE Length=3'-9" ALUMINUM HANDRAIL WITH HARDWARE 8) ALUMINUM HANDRAIL WITH HARDWARE Length=2'-9" ALUMINUM HANDRAIL WITH HARDWARE All parts for 21312 per Quote# SAS-109189R3 | CITY PIPE
18-60040 | 6" x 4" Pipe Spools Labor to Build - EVX Special | ELLIOTT ELEC
18-87000 | Rack, 7' x 8' x 7' Stand-A-Lone Electrical Control Equipment - BARE W/O ROOF | GRAYBAR
18-87005 | Rack, 7' x 8' x 7' Stand-A-Lone Electrical Control Equipment - BARE W/ CANOPY ROOF | JET SPECIALT
18BLACK | 18 BLACK WIRE | ELLIOTT ELEC
18G WIRE | P/N: 3088A, 18G 1 pair shielded wet/dry location cable 181PR SHLD BC TCTFFN E1 | ELLIOTT ELEC
18-MEDALLION1 | Medallion 4" x 3" LACT w/ Northern Pump Labor for Pipe Spools, Strainer, Mixer and Skid Fabrication - Ultimate Welding | ELLIOTT ELEC
18RED | 18 RED WIRE | ELLIOTT ELEC
18STRMTWBK500 | MTW#18 STR BLACK 500 | CITY PIPE
18SXG | Connector For Heat Cable | CITY PIPE
18X18X6 RAIN TIGHT J B | Job # 21109-10 Charge back to moms meals | CITY PIPE
18X18X6 RAIN TIGHT JB | Job # 21109-10 Charge back to moms meals | ELLIOTT ELEC
18X18X6 SCREW COVER | Job # 21109-10 Charge back to moms meals | KARNS MACHIN
19" CABLE TIE | 19" CABLE TIE | VIKING PUMP
19*-20105 | 3/4" TB Form 7 Conduit Body TB27 | CITY PIPE
19-00034 | 3/4" INS THRD GRD BSH; WIRE SIZE 14 TO 4 AWG GLL2 | VIKING PUMP
1901 1/2 1H STEEL EMT | Job # 21109-10 Charge back to moms meals
19-10000 | 1/2" Recessed Plug PLG1 | VIKING PUMP
19-10005 | 1/2" Ground Conduit Hub STG1
19-10010 | 1/2" STR L/T STL CONN (1/2" Straight Flex Connector) LT50 | CI ACTUATION
19-10015 | 1/2" 45D L/T STL CONN (1/2" 45 Flex Connector) LT5045 | CI ACTUATION
19-10020 | 1/2" 90D L/T STL CONN (1/2" 90 Flex Connector) LT5090
19-10025 | 1/2" LT CONN GRND #4 (1/2" Straight Grounded Flex Connector) LT50G | SUMMIT
19-10030 | 1/2" 45D ST GRNDING CONN (1/2" Grounded 45 Flex Connector) LT5045G | SUMMIT
19-10035 | 1/2" 90D ST GRNDING CONN (1/2" Grounded 90 Flex Connector) LT5090G | SUMMIT
19-10040 | 1/2" 90D Male COND ELBOW EL195 | SUMMIT
19-10045 | 1/2" Explosion Proof Drain/Breather ECD15 | SUMMIT
19-10050 | 1/2" LB FM7 Conduit Body LB17
19-10055 | 1/2" GUAL Conduit Outlet Box GUAL16 | GRAYBAR
19-10060 | 1/2" GUAT Conduit Outlet Box GUAT16 | LEGACY FLOW
19-10065 | 1/2" GUAX Conduit Outlet Box GUAX16 | LEGACY FLOW
19-10070 | 1/2" Form 7 Wedge CVR&GAS (1/2" Covers) 170G | CITY PIPE
19-10075 | 1/2" Male & Female Hub Vert/Horizontal Seal Off (1/2" Seals) EYS 116 | INDUSTRIAL
19-10080 | 1/2" 90 Degree Conduit Elbow LBY15 | INDUSTRIAL
19-10085 | 1/2" Male Union UNY105 | SPECIALTY EQ
19-10090 | 1/2" Myers Hub ST1 | SPECIALTY EQ
19-10095 | 1/2" PHGR PA RGD STR Strap (1/2" Straps) B2008PAZN B-LINE | CITY PIPE
19-10100 | 1/2" X Form 7 Conduit Body X17 | INDUSTRIAL
19-10105 | 1/2" TB Form 7 Conduit Body TB17 | INDUSTRIAL
19-10110 | 1/2" T Form 7 Conduit Body T17 | SUMMIT
19-10115 | 1/2" C Form 7 Conduit Body C17 | CITY PIPE
19-10120 | 1/2" LL Form 7 Conduit Body LL17 | MIDSTREAM VA
19-10135 | 1/2" GUAB Conduit Outlet Box GUAB16 | INDUSTRIAL
19-10140 | 1/2" GUAC Conduit Outlet Box GUAC16 | INDUSTRIAL
19-10150 | 1/2" X 2" GALVANIZED NIPPLE MFG PN GALNIP12X2 | INDUSTRIAL
19-10435 | BLTR 3-1/2"X4-1/8" 4H, 90D, ZN PLT CORNER ANGLE B104ZN | INDUSTRIAL
19-10480 | 1/2" OD TUBE, 2 LINE SINGLE CLAMP | INDUSTRIAL
19-11055 | 1/2" GUAL Conduit Outlet Box GUAL14 | INDUSTRIAL
19-11060 | 1/2" GUAT Conduit Outlet Box GUAT14 | INDUSTRIAL
19-11140 | 1/2" GUAC Conduit Outlet Box GUAC14 | INDUSTRIAL
19-12000 | WIRE THHN-10-BLA-19STR-CU-500 MFG Part # 38530 | INDUSTRIAL
19-12005 | WIRE THHN-10-WHI-19STR-CU-500 MFG Part # 38532 | CITY PIPE
19-12010 | THHN 10 STR Green 500 (10 AWG Green) | INDUSTRIAL
19-12025 | THHN 10 STR Orange 500 (10 AWG Orange) | INDUSTRIAL
19-12030 | THHN 10 STR Brown 500 (10 AWG Brown) | INDUSTRIAL
19-12035 | THHN 10 STR Yellow 500 (10 AWG Yellow) | CITY PIPE
19-13000 | 12 G BLK WIRE | CITY PIPE
19-13005 | 12 WHITE WIRE | CITY PIPE
19-13010 | 12 G GREEN WIRE | CITY PIPE
19-13015 | WIRE THHN-12-RED-19STR-CU-500 Vendor Part # 38510 | CITY PIPE
19-13017 | WIRE THHN-12-ORA-19STR-CU-500 | INDUSTRIAL
19-13020 | THHN 12 STR Blue 500 (12 AWG Blue)
19-13025 | THHN 12 STR Orange 500 (12 AWG Orange) | CITY PIPE
19-13030 | THHN 12 STR Brown 500 (12 AWG Brown)
19-13035 | THHN 12 STR Yellow 500 (12 AWG Yellow) | CITY PIPE
19-13050 | WIRE THHN-6-GRE-19STR-CU-500R Vendor Part # 38596
19-14000 | THHN 14 STR Black 500 (14 AWG Black)
19-14005 | THHN 14 STR White 500 (14 AWG White) | FRANKLIN VAL
19-14010 | THHN 14 STR Green 500 (14 AWG Green) | FRANKLIN VAL
19-14015 | THHN 14 STR Red 500 (14 AWG Red) | CITY PIPE
19-14020 | THHN 14 STR Blue 500 (14 AWG Blue) | CITY PIPE
19-14025 | THHN 14 STR Orange 500 (14 AWG Orange)
19-14035 | THHN 14 STR Yellow 500 (14 AWG Yellow)
19-16100 | VNTC 16/1PR POS 16AWG 1R 600V WIRE VNTC 16/1PR POS 16 AWG 1 PAIR SHLD 600V CUT LENGTH (16-SINGLE PAIR)
19-16400 | 16/4OS 16 AWG 4 COND SHLD K2 | MIDSTREAM VA
19-18200 | WIRE, 18-04TC-VN-SHD MGF. PN 2307025 (4 CONDUTOR WIRE) | VANZANDT CON
19-20000 | 3/4" Recessed Plug PLG2 | MCCARTY EQUI
19-20005 | 3/4" Grounded Myers Hub STG2 | MCCARTY EQUI
19-20015 | 3/4" X 2" GALVANIZED NIPPLE MFG PN 34X2 | CITY PIPE
19-20025 | 3/4" LT CONNECTOR GROUND #4 LT75G
19-20030 | 3/4" 45 DEG. LT CONNECTOR GROUNDING LUG LT7545G | CITY PIPE
19-20035 | 3/4" 90 DEG. LT CONNECTOR GROUND LT7590G | CITY PIPE
19-20040 | 3/4" x 1/2" Reducing Bushing RE21 | CITY PIPE
19-2005 | (blank) | CITY PIPE
19-20055 | 3/4" GUAL Conduit Outlet Box GUAL26 | MIDSTREAM VA
19-20060 | 3/4" GUAT Conduit Outlet Box GUAT26
19-20065 | 3/4" GUAX Conduit Outlet Box GUAX26 | CITY PIPE
19-20070 | 3/4" FORM7 Wedge CVY & GAS (3/4" Covers) 27OG
19-20075 | 3/4" male & female Hub Vert/Horizontal Seal Off (3/4" Seal) EYS216 | MICRO MOTION
19-20080 | 3/4" 90 Degree Conduit Elbow LBY25
19-20085 | 3/4" Male Union UNY205
19-20090 | 3/4" Myers Hub ST2 | INDUSTRIAL
19-20095 | 3/4" BLTD PA RGDGLV STR Strap (3/4" Straps) COOPER B-LINE B2009PAZN
19-20100 | 3/4" X Form 7 Conduit Body X27
19-20105 | 3/4" TB Form 7 Conduit Body TB27 | HATFIELD AND
19-20110 | 3/4" T Form 7 Conduit Body T27
19-20115 | 3/4" C Form 7 Conduit Body C27 | MIDSTREAM VA
19-20120 | 3/4" LL Form 7 Conduit Body LL27
19-20125 | 3/4" LR Form 7 Conduit Body LR27 | CITY PIPE
19-20130 | 3/4" LB Form 7 Conduit Body LB27 | CITY PIPE
19-20135 | 3/4" GUAB Conduit Outlet Box GUAB26 | CITY PIPE
19-20140 | 3/4" GUAC Conduit Outlet Box GUAC26 | CITY PIPE
19-20145 | 1G Feed Through Box w/ 3/4" Hubs (3/4" Feed Through Switch Housing) | CITY PIPE
19-20150 | 3/4" 1G Dead End Enclosure (3/4" Switch Housing) EDS271 | INDUSTRIAL
19-21000 | 2-1/2" FEMALE/MALE COND SEAL EYS76 | TORO COMPLET
19-21005 | 2-1/2" GROUND CONDUIT HUB MFG PN STG7 | ULTIMATE WEL
19-21210 | CRS-H 2-1/2" T77 CONDUIT BODY T; GALV ALUM ACRYLIC PAINTED FERALOY[R] IRON ALLOY BODY, SS CVR SCR; THIRD INSTAL; FORM 7; SIDE ACCESS T77 | FMC TECHNOLO
19-21215 | 2-1/2" C CONDUIT BODY C, GALV ALM ACRYLIC PAINTED FERALOYR[R] IRON ALLOY BODY, SS CVR SCR: THRD INSTAL; FORM 7; SIDE ACCESS C77
19-21230 | 2-1/2" CRS-H LB777 CONDUIT BODY LB; GALV ALUM ACRYLIC PAINTED FERALOY [R] IRON ALLOY BODY, SS CVR SCR; THRD INSTAL; FORM 7; BACK AC LB777
19-21247 | CRS-H EYS106 4-IN FEM/MALE CONDSEAL HUB; GALV ALUM ACRYLIC PAINTED FERALOY[R] IRON ALLOY/DUCTILE IRON; TURNING RADIUS 3-11/16 IN; 4. MFG PN EYS106.
19-21255 | CRS-H LBD10900 4-IN LBD COND BODY LB; GALV ALUM ACRYLIC PAINTED FERALOY[R] IRON ALLOY BODY, NEO GASKET; THRD INSTAL; BACK ACCESS OPN. MFG PN LBD10900. | CITY PIPE
19-21260 | CRS-H RE108 4X3-IN RED GALV ALUM ACRYLIC PAINTED FERALOY[R] IRON ALLOY; 4 IN LARGE END ; 3 IN SMALL END ; CLASS I DIV 1 AND 2 GRP A. MFG PN RE108. | CITY PIPE
19-21270 | 2-1/2" CRS-H INTEGRAL CONDUIT COVER 87OG | MCCARTY EQUI
19-21275 | FLEX 1/2-LIQ-TITE-UA-CUT BATCH Vendor Part # 3051491 | CITY PIPE
19-21285 | FLEX 3/4-LIQ-TITE-UA-CUT BATCH GRAY | CITY PIPE
19-21300 | FLEX 4-LIQ-TITE-UA-CUT BATCH. MFG PN 4-LIQ-TITE-UA-CUT. | MALCOM SUPPL
19-25000 | REPLACEMENT PLUGS (used for EYS216 & EYS316) PLG28 | CITY PIPE
19-30000 | 1" RECESSED PLUG PLG3 Plug, 1 In Trade Size, PLG Model, Electro Galvanized With Chromate Treatment, Threaded Connection PLG3 | CITY PIPE
19-30005 | 1" GROUND CONDUIT HUB STG3 Ground Hub, STG Model, Straight, Natural, Insulated, Threaded Connection, 1 In Hub Size | CITY PIPE
19-30008 | CCHM STG10 4-IN ZINC INS GRD HUB ZINC; 4 IN; GRNDG; NEMA 2/3/3R/4/4X/12; APVL UL, CSA. MFG PN STG 10 | CITY PIPE
19-30010 | 1" STR LT STEEL CONN Liquid Tight Straight Connector, 1 In Trade Size, Malleable Iron (Body, Gland Nut);Steel (Ferrule, Lock Nut);Polyethylene (Sealing Ring);Thermoplastic Elastomer (Sealing Gasket) Material, Zinc Electroplated, 1.438 In Length, 0.813 In Diameter, Non-Insulated, Threaded Connection LT100 | CITY PIPE
19-30015 | 1" 45D LT STEEL CONN LT10045 Liquid Tight 45°Connector, 1 In Trade Size, Malleable Iron (Body, Gland Nut);Steel (Ferrule, Lock Nut);Polyethylene (Sealing Ring);Thermoplastic Elastomer (Sealing Gasket) Material, Zinc Electroplated, 0.813 In Diameter, Non-Insulated, Threaded Connection
19-30020 | 1" LT 90D STL Conn Liquid Tight 90°Connector, 1 In Trade Size, Malleable Iron (Body, Gland Nut);Steel (Ferrule, Lock Nut);Polyethylene (Sealing Ring);Thermoplastic Elastomer (Sealing Gasket) Material, Zinc Electroplated, 0.813 In Diameter, Non-Insulated, Threaded Connection LT10090
19-30025 | 1" LT Ground Conn LT100G | MIDSTREAM VA
19-30030 | 1"LT 45DEG CONN GRNDLUG LT10045G
19-30035 | 1" LT 90D Ground. Flex connector LT10090G
19-30040 | 1X1/2 REDUCING BUSHING RE31 | VANZANDT CON
19-30045 | 1"X3/4" Reducing Bushing RE32 Reducing Bushing, 1 to 3/4 In Trade Size, Re Model, Electro Galvanized and Aluminum Acrylic Paint, 1.29 In Length RE32 | CITY PIPE
19-30050 | 1" MALLEABLE INSULATED GROUNDING BUSHING GLL3 Grounding Bushing, 1 In Trade Size, GLL Model, Insulated, #14 to 4 Awg Cable Size, 0.75 In Height, 1.625 In Diameter
19-30055 | 1" GUAL CONDUIT OUTLET BOX GUAL36 Conduit Outlet Box With Cover, Electrogalvanized and Aluminum Acrylic Paint (Body);Natural (Cover), L Body Type, 1 In Trade Size, Threaded Connection, Round, 3 In (Cover) Opening Size, 2 Hubs, 1 In Hub Size, (2) Side Hub Location, L Configuration, 3-1/2 In Width, 2-5/16 In Height, (4) Pad
19-30060 | 1" Guat Conduit Outlet Box GUAT36 Conduit Outlet Box With Cover, Electrogalvanized and Aluminum Acrylic Paint (Body);Natural (Cover), T Body Type, 1 In Trade Size, Threaded Connection, Round, 3 In (Cover) Opening Size, 3 Hubs, 1 In Hub Size, (3) Side Hub Location, T Configuration, 3-1/2 In Width, 2-5/16 In Height, (4) Pa GUAT36 | MICRO MOTION
19-30065 | 1" Guax Conduit Outlet Box GUAX36 Conduit Outlet Box With Cover, Electrogalvanized and Aluminum Acrylic Paint (Body);Natural (Cover), X Body Type, 1 In Trade Size, Threaded Connection, Round, 3 In (Cover) Opening Size, 4 Hubs, 1 In Hub Size, (4) Side Hub Location, X Configuration, 3-1/2 In Width, 2-5/16 In Height GUAX36
19-30070 | 1" FM7 Wedge CVR W/Gasket 370G Blank Cover, Form 7 Body Type, 1 In Trade Size, 5 In Length, Wedge Nut
19-30075 | 1" Male & Female Hub Vert/Horizontal Seal Off EYS316 Conduit Seal Body EYS316, 1 In Trade Size, Electro-Galvanized With Aluminum Acrylic Painted, Male X Female Connection, 3 Cu.In (Vertical);3-3/4 Cu.In (Horizontal) Capacity, 1 Hub, 1 In Hub Size, Horizontal Mount/Vertical Mount | EGGELHOF, IN
19-30080 | 1" 90D Conduit Elbow LBY35 CROUSE HINDS Service Entrance Elbow, 1 In Trade Size, Lby Model, Electro Galvanized and Aluminum Acrylic Paint, 3-1/4 In Height, 2-1/2 In Diameter LBY35 | CITY PIPE
19-30085 | 1" Male Union UNY305 Union, 1 In Trade Size, Uny Model, Straight, Electro Galvanized With Chromate Treatment, Male Connection, 3 In Length, 1-7/8 In Diameter | MIDSTREAM VA
19-30090 | 1" Myers Hub ST3 Hub, ST Model, Straight, Natural, Insulated, Threaded Connection, 1 In Hub Size
19-30095 | BLTD 1" Pa ZN PLT RGD Pipe CLMP B2010PAZN B-LINE | MIDSTREAM VA
19-30100 | 1" X FM7 Conduit Body X37 Conduit Body, Electrogalvanized With Aluminum Acrylic Paint, Form 7 Body Type, 1 In Trade Size, Threaded Connection, X Shape, Side Cable Entry, 4 Hubs, 1 In Hub Size, Cross Hub Location, X Configuration, 7.25 In Length, 2.25 In Width, 4 In Height, Threaded X37 | ENDRESS + HA
19-30105 | 1" TB FM7 Conduit Body TB37 Conduit Body, Electrogalvanized With Aluminum Acrylic Paint, Form 7 Body Type, 1 In Trade Size, Threaded Connection, TB Shape, Back Cable Entry, 3 Hubs, 1 In Hub Size, Tee Side Hub Location, TB Configuration, 7.25 In Length, 2 In Width, 3.25 In Height, Threaded TB37 | CITY PIPE
19-30110 | 1" T FM7 Conduit Body T37 Conduit Body, Electrogalvanized With Aluminum Acrylic Paint, Form 7 Body Type, 1 In Trade Size, Threaded Connection, T Shape, Side Cable Entry, 3 Hubs, 1 In Hub Size, Tee Side Hub Location, T Configuration, 7.25 In Length, 2.25 In Width, 3 In Height, Threaded T37 | CITY PIPE
19-30115 | 1" C FM7 Conduit Body C37 Conduit Body, Electrogalvanized With Aluminum Acrylic Paint, Form 7 Body Type, 1 In Trade Size, Threaded Connection, C Shape, Side Cable Entry, 2 Hubs, 1 In Hub Size, Straight Hub Location, C Configuration, 7 In Length, 1-3/4 In Width, 1-7/8 In Height, Threaded C37 | CITY PIPE
19-30120 | 1" LL FORM 7 FERALOY CONDUIT BODY LL37 Conduit Body, Electrogalvanized With Aluminum Acrylic Paint, Form 7 Body Type, 1 In Trade Size, Threaded Connection, LL Shape, Left Side Cable Entry, 2 Hubs, 1 In Hub Size, 90º Hub Location, LL Configuration, 6 In Length, 2-3/4 In Width, 1-7/8 In Height, Threaded LL37 | JET SPECIALT
19-30125 | 1" LR FM7 Conduit Body LR37 Conduit Body, Electrogalvanized With Aluminum Acrylic Paint, Form 7 Body Type, 1 In Trade Size, Threaded Connection, LR Shape, Right Side Cable Entry, 2 Hubs, 1 In Hub Size, 90º Hub Location, LR Configuration, 6 In Length, 2-3/4 In Width, 1-7/8 In Height, Threaded LR37 | CITY PIPE
19-30130 | 1" LB FM7 Cond Body LB37 Conduit Body, Electrogalvanized With Aluminum Acrylic Paint, Form 7 Body Type, 1 In Trade Size, Threaded Connection, LB Shape, Back Cable Entry, 2 Hubs, 1 In Hub Size, 90º Hub Location, LB Configuration, 6 In Length, 1-3/4 In Width, 2-7/8 In Height, Threaded LB37 | CITY PIPE
19-30135 | 1" Guab Cond Body&CVR GUAB36 Conduit Outlet Box With Cover, Electrogalvanized and Aluminum Acrylic Paint (Body);Natural (Cover), LB Body Type, 1 In Trade Size, Threaded Connection, Round, 3 In (Cover) Opening Size, 2 Hubs, 1 In Hub Size, (1) Side;(1) Down Hub Location, LB Configuration, 3-1/2 In Width, 2-5/16 In Height | CITY PIPE
19-30140 | 1" GUAC36 Cond Body&CVR Conduit Outlet Box With Cover, Electrogalvanized and Aluminum Acrylic Paint (Body);Natural (Cover), E Body Type, 1 In Trade Size, Threaded Connection, Round, 3 In (Cover) Opening Size, 2 Hubs, 1 In Hub Size, (2) Side Hub Location, E Configuration, 3-1/2 In Width, 2-5/16 In Height | INDUSTRIAL
19-30145 | 1G Through Feed Encl EDSC371 | INDUSTRIAL
19-30150 | 1G Dead End Encl EDS371 Backbox, Feraloy Enclosure Material, 1 In Hub Size, Eds Series, 3-1/16 In Overall Width, 5-7/8 In Overall Height, 3-1/2 In Overall Length, Feraloy Material EDS371 | INDUSTRIAL
19-30155 | BLTD 3/8" Twirl Nut (Cone Nut) TN228ZN | CITY PIPE
19-30160 | BLTD 1/4" Twirl Nut (Cone Nut) TN224ZN | CITY PIPE
19-30175 | BLTD 1-5/8X1-5/8X120 12GA GLV SLTD CHNL, 2"CNTR DEEP STRUT B22SHPG10 | CITY PIPE
19-30190 | BLTD 3/8" Spring Nut N228ZN | CITY PIPE
19-30195 | BLTD 2" ZN PLT Pa RGD Pipe CLMP/STRAP B2013PAZN B-LINE | CITY PIPE
19-30200 | BLTD 3" ZN PLT Pa RGD Pipe CLMP B2015PAZN COOPER B-LINE | CITY PIPE
19-30205 | BLTD 4" ZN PLT Pa RGD Pipe CLMP B2017PAZN COOPOER B-LINE | CITY PIPE
19-30215 | BLTD 13/16X1-5/8X120 GLV SHRT SLT CHNL B54SHGALV10 | MIDSTREAM VA
19-30220 | BLTD 6X6, 3-1/2 SQ SPRT ZN PLT Post Base B280SQZN | INDUSTRIAL
19-30225 | 3/4" MAX FLANGE, FOR 13/16-IN TO 1 5/8-IN HIGH CHAN B-LINE B441-22 ZN | INDUSTRIAL
19-30230 | 3/8"x3-3/4" J-BOLT 2195BC N232-942 10/PACK | INDUSTRIAL
19-30235 | STRUT 1-5/8 X 3/8 INCH SQ WASHER B201PL | EGGELHOF, IN
19-30240 | 1-IN-GALV-STEEL CONDUIT 1 INCH RIGID GALVANIZED
19-30245 | 2-IN-GALV-STEEL CONDUIT 2 INCH RIGID GALVANIZED | CITY PIPE
19-30247 | CONDUIT 3 INCH RIGID GALVANIZED. MFG PN 3-IN-GALV-STEEL
19-30248 | CONDUIT 4 INCH RIGID GALVANIZED. MFG PN 4-IN-GALV-STEEL. | CITY PIPE
19-30250 | 3/4-IN-GALV-STEEL CONDUIT 3/4 INCH RIGID GALVANIZED | CITY PIPE
19-30255 | B22-120 GLV STRUT B22PG-10FT SOLID STRUT 1-5/8 X 1-5/8 | CITY PIPE
19-30265 | STRUT B2015PA-ZN 3IN RIGID COND CMP. MFG PN B2015PA ZN. | CITY PIPE
19-30270 | STRUT B2017PA-ZN 4 IN PLTD COND CMP. MFG PN B2017PA ZN. | CITY PIPE
19-30275 | B-LINE B22SH-120GLV CHANNEL, 1 5/8-IN. X 1 5/8-IN., 9/16-IN X 1 1/8-IN. SLOTTED HOLES, 12 GA., 120 | CITY PIPE
19-30285 | B-LINE B22SH-120GLV CHANNEL, 1 5/8-IN. X 1 5/8-IN., 12 GA., 120-IN. (10 FT), GALVANIZED | CITY PIPE
19-30295 | PTFE TAPE 3/4 INCH Vendor Part # 24739
19-30300 | 1" X C GALVANIZED NIPPLE MFG PN 1XC | WHITCO SUPPL
19-30305 | 1" X 2" GALVANIZED NIPPLE MFG PN 1X2
19-30310 | 1" X 3" GALVANIZED NIPPLE MFG PN 1X3 | WHITCO SUPPL
19-30315 | 1" X 4" GALVANIZED NIPPLE MFG PN GALNIP1X4 | MIDSTREAM VA
19-34000 | 3/4" STRAIGHT FLEX CONNECTOR LT75 CROUSE HINDS
19-34005 | 3/4" 45DEG. FLEX CONNECTOR LT7545 CROUSE HINDS | MIDSTREAM VA
19-34010 | 3/4" 90 DEG. FLEX CONNECTOR LT7590 CROUSE HINDS
19-34020 | CCHC RAC50HD 1/2 90D GLV CLMP Vendor Part # 7938
19-34030 | CCHC RAC200HD 2-IN 90D GLV CLMP Vendor Part # 8289 | CITY PIPE
19-34040 | CCHC RAC75HD 3/4 90D GLV CLMP Vendor Part # 8285 | INDUSTRIAL
19-34050 | CCHC RAC100HD 1-IN 90D GLV CLMP Vendor Part # 8286 | CITY PIPE
19-34100 | CCHC LT30045G 3-IN 45D L/T CONN 45 DEG; NON INSUL; ZINC PLTD MALL IRON (BODY, GLAND NUT), (FERRULE, GND NUT, LOCKNUT); TRADE SIZE 3. MFG PN LT30045G. | TORO COMPLET
19-34105 | CCHC LT40045 4-IN 45D L/T CONN 45 DEG; NON INSUL; ZINC PLTD MALL IRON (BODY, GLAND NUT), (FERRULE, GND NUT, LOCKNUT); TRADE SIZE 4. MFG PN LT40045. | CITY PIPE
19-34110 | CCHC LT400G 4-IN STR L/T CONN STRT; NON INSUL; ZINC PLTD MALL IRON (BODY, GLAND NUT), (FERRULE, GND NUT, LOCKNUT); TRADE SIZE 4 INC. MFG PN LT400G | TORO COMPLET
19-36050 | 2" Mall Ins Ground Bushing GLL6 | CITY PIPE
19-40000 | 2" RECESSED PLUG PLG6 THRD' GALV ALUM ALUM ACRYLIC PAINTED (FERALOY{R} IRON ALLOY), GALV CHROMATE TREATED (STEEL) | MIDSTREAM VA
19-40075 | 1-1/2" Male & Female Hub Vertical Seal Off EYS56 | INDUSTRIAL
19-40080 | 1-1/2X1/2 Reducing Bushing RE51 | CITY PIPE
19-40085 | 1-1/2X3/4 Reducing Bushing RE52 | CITY PIPE
19-40090 | 1-1/2X1 Reducing Bushing RE53 | CITY PIPE
19-40135 | 2-IN COND BDY & COVR STYLE CB: GALV ALUM ACRYLIC PAINTED FERALOY {R} IRON ALLOY BODY, FINISHED CU FREE ALUM CVR; SHAPE CRS-H GUAB69
19-50000 | 1 1/2" GROUNDED, MYERS HUB STG5 CROUSE HINDS | CITY PIPE
19-50075 | 1-1/4" Male & Female Hub Vertical Seal Off EYS 46 | CITY PIPE
19-50080 | 1-1/4X1/2 Reducing Bushing RE41 | CITY PIPE
19-50085 | 1-1/4X1 Reducing Bushing RE43 | CITY PIPE
19-50090 | 1-1/4X3/4 REDUCING BUSHING RE42 | MIDSTREAM VA
19-52000 | Service Post Connectors KC28 / SP8SS | INDUSTRIAL
19-52005 | Service Post Connectors 2/0 | INDUSTRIAL
19-60005 | 2" Ground Conduit Hub STG6
19-60010 | 2" X C GALVANIZED NIPPLE MFG PN 2XC | CITY PIPE
19-60015 | 2" X 3" GALVANIZED NIPPLE MFG PN 2X3 | CITY PIPE
19-60020 | 2" X 4" GALVANIZED NIPPLES MFG PN 2X4 | CITY PIPE
19-60050 | 2" C FM7 Conduit Body C67 | INDUSTRIAL
19-60055 | 2" Gual Conduit Outlet Box GUAL69 | CITY PIPE
19-60060 | 2" Guat Conduit Outlet Box GUAT69 | CITY PIPE
19-60070 | 2" FM7 Wedge CVR W/Gaske 67OG | CITY PIPE
19-60072 | CRS-H C67 2" C CONDUIT BODY C; GALV ALUM ACRYLIC PAINTED FERALOY IRON ALLOY BODY, SS CVR SCR; THRD INSTALL; FORM 7; SIDE ACCES | CITY PIPE
19-60075 | 2" Male & Female Hub Vertical Seal Off EYS66 | CITY PIPE
19-60080 | 2X1/2 Reducing Bushing RE61 | CITY PIPE
19-60085 | 2X1 Reducing Bushing RE63 | CITY PIPE
19-60090 | 2" Myers Hub ST6 | CITY PIPE
19-60095 | 2" Male Union UNY605 | CAMERON MEAS
19-60097 | 4" MALE UNION. MFG PN UNY1005. | MCCARTY EQUI
19-60100 | 2" Guax Cond Body&CVR | FMC TECHNOLO
19-60105 | 2" TB FM7 Conduit Body TB67 | MCCARTY EQUI
19-60110 | 2" T FM7 Conduit BodY T67
19-60115 | 2" X FM7 Conduit Body X67 | CITY PIPE
19-60120 | 2" LL FM7 Conduit Body LL67 | CITY PIPE
19-60125 | 2" LR FM7 Conduit Body LR67 | GASKET SERVI
19-60130 | 2" LB FM7 Cond Body LB67 | CITY PIPE
19-60140 | 2" Guac Cond Body&CVR GUAC69 | MCCARTY EQUI
19-60215 | 150 VA TYPE MTE INDUSTRIAL CONTROL TRANSFORMER. MFG. PN C0150E2A | CITY PIPE
19-60300 | 3 Kva Mini Power Center 1PH 480V-120/240V P48G11S0312 | CITY PIPE
19-60325 | Fuse clip kit C351KE2363 | FRANKLIN VAL
19-60400 | 1/2X12 Explosion Proof Flex Coupling ECLK112 | FRANKLIN VAL
19-60405 | 1/2X18 Explosion Proof Flex Coupling ECLK118 | CITY PIPE
19-60410 | 3/4" X 18" Explosion Proof Flexible Coupling ECLK218
19-60415 | 3/4X12 LT Flex Coupling ECLK212
19-60420 | 1X18 LT Flex Coupling ECLK318 | CITY PIPE
19-60455 | 4" RIGID COUPLING. MFG PN CPL4 | INDUSTRIAL
19-60515 | 15 KVA Type EP Transformer 1PH 240X480-120/240V S20N11S15N | CITY PIPE
19-60600 | 6X6X72 N3R SC Wire Trough A6672RT | CITY PIPE
19-60604 | 6"X6"X48" Nema 3R SCR CVR Gutter No KO Powder Coated | CITY PIPE
19-60605 | Hoffman 6"X6"X48" Nema 3R Wire Trough | CITY PIPE
19-60606 | 12x12x72 N3R SCR CBR GTTR NO KO POWDER COATED (GUTTER BOXES) | INDUSTRIAL
19-60700 | Surge Protection Device, SPC series, 200 kA, 480V Delta, NEMA 4X, Filtering, Alarm and Form C relay | INDUSTRIAL
19-61000 | 30A/3P HD Fusible Safety Switch 600V Nema 3R DH361FRK | TORO COMPLET
19-61010 | 100A/3P HD Fusible Safety Switch 600V Nema 3R DH363FRK | INDUSTRIAL
19-61015 | 200A/3P HD Fusible Safety Switch 600V Nema 3R DH364FRK | INDUSTRIAL
19-61100 | 100A 600V TD Class RK5 ECSR100 Time Delay CL Fuse. | CITY PIPE
19-61200 | 200A 600V TD Class RK5 ECSR200 | CITY PIPE
19-61204 | Type BR BRKR 15A/1 Pole 120/240V 10K | CITY PIPE
19-61205 | Type BR Breaker 20A/1 Pole 120/240V 10K BR120 | CITY PIPE
19-61206 | TYPE BR BRKR 30A/1 POLE 120/240V 10K PN: BR130 | CAMERON MEAS
19-61210 | 300 Al/Cu Stacked Mechanical Lug 300T2
19-61220 | (1)-2/0 to (4)-#4 Power Dist Block ASK1H4 | MIDSTREAM VA
19-61400 | L-FSE FLSR040 40 AMP 13/16OD 600VAC/VDC CLASS RK5 TYPE FERREL TERMINAL TYPE
19-61500 | 50A 600V TD Class RK5 ECSR50 | CITY PIPE
19-61600 | 60A 600V TD Class RK5 ECSR60 | CITY PIPE
19-61700 | 70A 600V TD Class RK5 ECSR70 | CITY PIPE
19-61900 | 90A 600V TD Class RK5 ECSR90 | CITY PIPE
19-61990 | CH PON LoadCenter 125A MLO 12 Space N3R | TORO COMPLET
19-61995 | 1PH/CH Loadcenter 125A Mlo 8/16 Cir. Cu Bus Nema CH8L125RP | CITY PIPE
19-62210 | 250 MCM 2-ENTRY TERM 250-10 BOTH-SIDE, UNIT AP/ POLARIS LUGS 3/0 TO #6 BIT250 | JET SPECIALT
19-62240 | BURNDY BGBL-1/0 LAY-IN LUG, 14-1/0AWG 0.44 INCH STUD HOLE. MFG PN BGBL1/0. | CITY PIPE
197 3" BOWL GASKET | 197 3" G/M Bowl Gasket | CITY PIPE
19-70000 | 2-1/2X2 Reducing Bushing RE76 | CITY PIPE
19-70005 | 2X3/4 REDUCING BUSHING RE62 CROUSE HINDS | CITY PIPE
19-71000 | WP BOX 1G 3 HOLE 1/2 | CITY PIPE
19-71100 | GFCI Self Test Duplex 20A 125V WH | CITY PIPE
19-71101 | WALLPLATE 1G DECORATOR STD SS PN: 93401 | CTAP
19-71102 | SINGLE GANG CAST IRON BOX W/ 3/4" OPENING PN: FS2 | CITY PIPE
19-71103 | Two Outlet Feed Through Gang Cast Iron Box w/ 3/4" Openings 1G FS-DEV. MFG PN FSC2. Electrical Plug In. | CITY PIPE
19-73100 | Pump Panel - 30A Fusible SW Nema 3R SZ 1 120VAC ECN5412AACP6R63C
19-73200 | - Pump Panel - 60A Fusible SW Nema 3R SZ 2 120VAC ECN5422AAEP6R63D | CITY PIPE
19-73205 | Siemens (Furnas), 87FUF60A, Pump Control Panel, Size 2 Three Phase Full Voltage, Solid State Overload Relay, OLR Amp Range 13-52A 110-120/220-240VAC 60Hz Coil, Standard Type Contactor, 100A Fusible Disconnect, 100A/600V Fuse Clip, HOA Selector Switch & Start/Stop, Enclosure NEMA type 3/3R Weather Proof | CITY PIPE
19-73300 | - Pump Panel - 100A Fusible SW Nema 3R SZ 3 120VAC ECN5432AAGP6R63E | CITY PIPE
19-73305 | GE SZ3 Pump Panel 480V 3R Fusible Disconnect 100A Fuse | CITY PIPE
19-73310 | SIEM 87HUG6FA PUMPPANEL SZ3 25-100AMPS N Vendor # 1766942 | CITY PIPE
19-73405 | Siemens (Furnas), 87JUH6FA, Pump Control Panel, Size 4 Three Phase Full Voltage, Solid State Overload Relay, OLR Amp Range 50-200A 110-120/220-240VAC 60Hz Coil, Standard Type Contactor, 200A Fusible Disconnect, 200A/600V Fuse Clip, HOA Selector Switch & Start/Stop, Enclosure NEMA type 3/3R Weather Proof | CITY PIPE
19-73500 | C-H/WEST DPB222R AC DISCONNECT, 60A 2P. MFG PN DPB222R | CITY PIPE
19-75000 | 500 VA TYPE MTE CONTROL TRANSFORMER PN: C0500E2A | CITY PIPE
19-76000 | MFG PN: MT0500A, SIEMENS MT0500A CONTROL TRANSFORMER, 500VA, 240/480-120V | CITY PIPE
19-76100 | MFG PN: 30311R, 30A 600V SP FUSE BLK | INDUSTRIAL
19-76105 | MFG PN: 30312R, 30A 600V 2P FUSE BLK | INDUSTRIAL
19-76200 | MFG PN: ATQR1, 600V CC TD FUSE 1A | INDUSTRIAL
19-76205 | ATQR2 small-dimension, time-delay fuse, 2A
19-76210 | MFG PN: ATQR3, 600V CC RD FUSE 3A
19-80000 | 3" X 2" REDUCING BUSHING RE86
19-80005 | 3" FEMALE/MALE COND SEAL EYS86
19-80010 | 3" GROUND CONDUIT HUB STG8 | MCCARTY EQUI
19-80015 | 3" LB CONDUIT BODY W/COVER AND GASKETS 3" LB W/C&G MFG PART # LB87WC&G | MCCARTY EQUI
19-81805 | PWC 350-03VFD-3G 350-3C 3-#6 GRDS CTS XLP PVC. MFG PN 350-03VFD-3G.
19-90000 | 1P Tumbler Switch DSD933 | UP&S, INC
19-90010 | 2CKT 3POS Sel-SW DSD925 | UP&S, INC
19-90020 | Cover & Device-DSD917 | UP&S, INC
19-90030 | ESWP126 P-BTN STN REPL. CONTACT SWITCH 1NO-1NC; CONTACT RTG 600 VAC 10AMP | CITY PIPE
19-90040 | PN: EDS2199 P37 3/4" dead end hub enclosure with 1 pole 1HP 115-230VAC switch. Installed with Heaters rated for 12.00 FLA. | CITY PIPE
19-90045 | PN: SMFH48, Heater Element for SMFFR1 Manual Starter, Motor FLA - 10.9-12.1 | CITY PIPE
19-92000 | CONDUIT NIPPLE 3 INCH X CLOSE RIGID GALVANIZED. MFG PN 3XCLOSE NIPPLE | CITY PIPE
19-94000 | VFD TERMINATION GROUND KIT. MFG PN 250-500 | CITY PIPE
19F658 | Pocket level: magnetic 3-1/2", plastic, 2-vial level
19GN0A5E045 | C440 9-45A SZ 2 FVNR STR 120VAC STD | CITY PIPE
1BF30712 | 3/4HP 1/60/115/230 XP 3.88"
1F-C03-SE | 1F-C03-SE | CI ACTUATION
1F-C63-SE | 1" NPT CHECK VALVE, CS, 1500# | MCCARTY EQUI
1FD42SE | 1" Full Port S.E. 1,000# WP Ductile Check Valve Nace | CITY PIPE
1FD92SE | 1" Full Port S.E. 2,000# WP Ductile Check Valve
1FF03NSE | 1" Full Port S.E. 3,000# WP Steel Ball Valve 316 S.S. Ball & Stem, Nace
1FF13NRF | 1" Full Port R.F. Ansi 150 285# WP Steel Ball Valve, 316 S.S. Ball & Stem, Nace | ULTIMATE WEL
1FS03SE | 1FS03SE w/ handle BALL VALVE: 1" NPT FP, 5000 PSIG, NACE, BOLTED A105N BODY/CS NICKEL BALL, CS STEM, API-641
1G 3 HOLE 1/2 | 1G 3 HOLE 1/2 | CITY PIPE
1G CONTROL | 1G CONTROL STATION HINGED CVR | MCCARTY EQUI
1G FS-DEV BOX 3/4" | 1G FS-DEV Box 3/4" | CITY PIPE
1G N MBLUE WORKBOX&&EARS | 1G N MBLUE WORKBOX&&EARS 14CUIN | CITY PIPE
1G RT BOX 3 3/4 11EA | Job # 21109-10 R-DOT IH3-2-LM 1G RT BOX 3 3/4 | MCCARTY EQUI
1-GAL DARK CUTTING OIL | 1-Gallon Dark cutting threading oil | CITY PIPE
1GWIUMV | SPX 1GWIUMV 1G WIU MET VRT CVR REF QUOTE 2002662078 LINE 240 | CITY PIPE
1HP 1800RPM XP 1PH | 1HP 1800RPM XP 1PH 115/208-230V 56C UWEG_00118XS1B56C | CITY PIPE
1IN 1H STEEL EMT STRP | Job # 21109-10 Charge back to moms meals
1IN CONDUIT | 1" RIGID GALVANIZED | CITY PIPE
1-IN FEMALE ADPT 4EA | Job #21109-10 PVC 1-IN FEMALE ADPT | DANIEL OPCO
1IN GALV STEEL 200 EA | Job # 21109-10 Charge back to moms meals | CITY PIPE
1IN OT KO SEAL | Job # 21109-10 Charge back to moms meals | CITY PIPE
1IN STL EMT 35 EA | Job # 21109-10 Charge back to moms meals | CITY PIPE
1-IN-GALV-STEL | CONDUIT 1 INCH RIGID GALVANIZED | CITY PIPE
1-IN-PVC-FEMALE-ADPT | PVC 1-IN-PVC-FEMALE-ADPT | CITY PIPE
1-IN-PVC-SCHED-40-10FT | PVC SCH40 1-IN-SCHED-40-10FT | MIDSTREAM VA
1LB DUCT SEAL | Charged back to moms meals | CITY PIPE
1LB KOPR-KOTE ANTI-SIEZE LUB | (blank) | INDUSTRIAL
1LSELT4 | ILSCO ELT-4 2/0STR CRIMP GRD C | INDUSTRIAL
1P MIDGET FUSE BLOCK | 1P MIDGET FUSE BLOCK W/SCREW&QC | INDUSTRIAL
1PH 125A MLO 8/16 | 1PH 125A MLO 8/16 CIR AL BUS NEMA 3R | CITY PIPE
1RF03NSE | 1" Reg Port S.E. 3,000# WP Steel Ball Valve 316 S.S. Ball & Stem, Nace | CITY PIPE
1SNA233060R0400 | TE 1SNA233060R0400 RC610 MARKER VERT 1-100 | INDUSTRIAL
1SNK505910R0000 | ENL 1SNK505910R0000 ES4 END SECTION SOLD IN MULTIPLES OF 100 | INDUSTRIAL
1SNK505912R0000 | ENL 1SNK505912R0000 ES6-3S END SECTION SOLD IN MULTIPLES OF 20 | INDUSTRIAL
1SNK505960R0000 | ENL 1SNK505960R0000 ES4-D2 DBL DECK END SECTION SOLD IN MULTIPLES OF 100 | TORO COMPLET
1SNK506010R0000 | ENL 1SNK506010R0000 ZS6 FEED THROUGH TB BLOCK SOLD IN MULTIPLES OF 50 | CITY PIPE
1SNK506150R0000 | ENL 1SNK506150R0000 ZS6-PE GROUND TB BLOCK SOLD IN MULTIPLES OF 20 75 WORKING DAY LEAD FOR SHIP FROM FACTORY | EGGELHOF, IN
1SNK508423R0000 | ENL 1SNK508423R0000 ZS4-D2-SF1-R1 DBL DECK FUSE TB SOLD IN MULTIPLES OF 50 | CITY PIPE
1SNK508911R0000 | ENL 1SNK508911R0000 ES4-D2-SF1 END SECTION SOLD IN MULTIPLES OF 20 | CITY PIPE
1SNK508960R0000 | ENL 1SNK508960R0000 ES4-SF END SECTION SOLD IN MULTIPLES OF 100 45-55 BUSINESS DAY LEAD FROM FACTORY
1SNK900001R0000 | ENL 1SNK900001R0000 BAM4 END STOP SOLD IN MULTIPLES OF 50 | CITY PIPE
1SNK906310R0000 | ENL 1SNK906310R0000 JB6-10 10-POLE JUMPER 6MM SPACING SOLD IN MULTIPLES OF 20 | CITY PIPE
1SNK908310R0000 | ENL 1SNK908310R0000 JB8-10 10-POLE JUMPER 8MM SPACING SOLD IN MULTIPLES OF 100 47 BUSINESS DAY LEAD FROM FACTORY
1ST MACHINED COUPLING | For re-orientation of the flow control valve actuator | CAMERON MEAS
1TO3/4 REDUC-BUS | Job # 21109-10 APP RB100-75 1TO3/4 REDUC-BUS | SMP SUPPLY
1VUR5 | Jaw insert set, Pk 3 | SMP SUPPLY
1WELDBULK | 1 WELD BK 105 BULK RL | CITY PIPE
1X1 TAYLOR 285 | ???
1X10-6 TOL | (blank) | CITY PIPE
1X1296 TEFLON TAPE | (blank) | CITY PIPE
1X2 | 1X2 RGD NIP | INDUSTRIAL
1X2 GALNIP | CONDUIT NIPPLE 1 X 2 INCH RIGID | CITY PIPE
1X2 RGD NIP | Charge back to Ovintiv | CITY PIPE
1X2-10 | ??? | CITY PIPE
1X3 | 1X3 RIGID NIP
1X3 RGD NIP | 1X3 RGD NIP | CITY PIPE
1X3/4 REDUCING BUSHING | (blank) | CITY PIPE
1X3-1/2" CAP SCREWS W/NUTS | Cap Screw with nuts, lock washers and double flat washers | ELLIOTT ELEC
1X4 | 1" X 4" galv nipple
1X4 GALNIP | CONDUIT NIPPLE 1 X 4 INCH RIGID | SPECIALTY EQ
1X4-GALV-NIP | CONDUIT NIPPLE 1X4 INCH RIGID GALVANIZED | SPECIALTY EQ
1X6 RGD NIP | Charge back to Ovintiv | TEINERT META
1X6 XXH SMLS A106B PBE NIPPLE | *non-cancelable/non-returnable* | THE SHERWIN
1XC | 1XCL RGD NIP | CITY PIPE
1XCL | 1XCL RGD NIP | CI ACTUATION
1XUP5 | Power First Ext. 10' BLK extension cord | MCCARTY EQUI
1XUR1 | Power first ext. cord,25' BLK extension cord
1YS81T-SS-1 | 1" NPT, SS Y-STRAINER, ASTM A351 GR. CF8M STAINLESS STEEL BODY, 1/16" OPENING | UP&S, INC
2 ½ 150# WITH INTERRING | 2 ½ 150# gaskets with interring | UP&S, INC
2 ½’’ FLG WNRF 150LB XH | 2 ½’’ FLG WNRF 150LB XH | UP&S, INC
2 ½’’ X 2’’ RED CONC XH | 2 ½’’ X 2’’ RED CONC XH | CITY PIPE
2 ½” 150# BLIND | 2 ½” 150# blind | CITY PIPE
2 ½” X 2” S80 NIPPLES | 2 ½” x 2” S80 nipples | WILD WEST TR
2 ½” X 2” S80 SWAGE THREADED | 2 ½” x 2” S80 Swage threaded | THE SHERWIN
2 1/2" 150# CGI GASKET | (blank)
2 1/2" 150# GASKET W/IR | (blank) | MCCARTY EQUI
2 1/2" SCH 40 DOMESTIC PIPE | (blank) | HOSE OF SOUT
2 1/2" SCH 40 SMLS PIPE | (1) 40' joint | THE SHERWIN
2 1/2" SQUARE TUBING 1/4" *RED* | (3) 20' joints, 60' total
2 150 CHECK SWING WAFER VALVE | (blank) | MIDSTREAM VA
2 150 SPIRAL WOUND GASKET | (blank) | MCCARTY EQUI
2 150# RF THD FLANGE | (blank)
2 3/4 PLUNGER PACKING | 1 3/4 Plunger Packing | MCCARTY EQUI
2 300 RF WN 316 | ??? | CI ACTUATION
2 300/600 GASKET, NO IR | (blank)
2 40S 316 PIPE | ??? | TOTAL VALVE
2 600 RFWN S160 FLANGE | (blank) | THE SHERWIN
2 AL DRY DISCONNECT COUPLER | DBC61-200 2 Al Dry Disconnect Coupler | MICRO MOTION
2 BOTTLE RETAINER BRACKET | PART #DCP9518BB BRACKET BOTTLE RETAINER FOR 2 BOTTLES REF 5/27/2022 EMAIL QUOTE | MICRO MOTION
2 CONDUIT | 2-IN-GALV-STEEL 2" CONDUIT | SUMMIT
2' CONDUIT | CONDUIT 2" RIGID GALVANIZED | DEALERS
2 DRY DISCONNECT | DBC61-200 2 Al Dry Disconnect Coupler | MIDSTREAM VA
2 IN BALL VALVE | 2" ANSI 150 RF Full Port Davis Floating Ball Valve, A216 WCB Body, 316 SS Ball & Stem, Graphite Packing, RTFE Seat, Firesafe, NACE, Locking Lever | DANIEL MEAS
2 IN CONDULET | Job # 21109-10 Charge back to moms meals | MIDSTREAM VA
2 IN GALV STEEL 230EA | Job # 21109-10 Charge back to moms meals | MIDSTREAM VA
2 IN SLIPS | 2" 150 Slips P/N: R-18-101VMG | MIDSTREAM VA
2 IN STRUT CLAM | Job # 21109-10 Charge back to moms meals | MCCARTY EQUI
2 IN. VSF102 CL150/ADCWX600 | ??? | MCCARTY EQUI
2 INCH 150# BALL | WKM 320F 24TTF24 WR VALVE, BALL, FLOATING, 2 IN (50 MM) X 2 IN (50 MM), FLANGED RAISED FACE, WKM 320F, ANSI 150 (20 PN), 290 PSI (20 BAR) MOP, 230 PSI (16 BAR) MOP AT MAX TEMP, TRIM 24-TTF-24, CARBON STEEL BODY, CARBON STEEL/ENP BALL, CARBON STEEL/ENP STEM, FILLED PTFE SEAT, PTFE PACKING, WRENCH WITH LOCK DEVICE LESS LOCK, API 607, B16.34, -20 F (-29 C) - +300 F (+149 C), LONG PATTERN, ADJUSTABLE STEM PACKING | DEALERS
2 INCH 150# DBB | 2" ANSI 150# Franklin DuraSeal Valve, Fig.#D711. Viton slip seals & trim, A216 WCB Body with Chrome ID, Plug with ENP, ASTM A216 WCB or A350 LF2Bonnet, Lower Plate, A536 DI Slips RFFE, 100 Handwheel Operator & DTR Assembly. | L6 INC
2 INCH 300# FRANKLIN | 2" ANSI 300# Franklin DuraSeal Valve, Fig.#D721. Viton slip seals & trim, A216 WCB Body with Chrome ID, Plug with ENP, Bonnet, Lower Plate, A536 DI Slips RFFE, 100 Handwheel Operator, NACE & SS DTR Assembly. | L6 INC
2 IND BREAKAWAY | SBC200ALFL EA 2" Alum Flange Industrial Breakaway | CITY PIPE
2 KITS OF ZINC CLAD III | 2 kits of Zinc Clad III | CITY PIPE
2 PERSON CREW - 1 HOUR | Service date 5/7/24 | INDUSTRIAL
2 PERSON CREW - 1 HOUR MT | (blank)
2 PERSON CREW - 10 HOURS | 2 Person Crew - 10 Hours - ( 1/18/24) | CITY PIPE
2 PERSON CREW - 12 HOURS | Service date 5/8/24 | ELLIOTT ELEC
2 PERSON CREW - 15 HOURS | (blank) | CITY PIPE
2 PERSON CREW - 2 HOURS | Service date 4/23/24 | INDUSTRIAL
2 PERSON CREW - 3 HOURS | (blank) | JET SPECIALT
2 PERSON CREW - 4 HOURS | 2 Person Crew - 4 Hours - (12/19/23) | CITY PIPE
2 PERSON CREW - 5 HOURS | (blank) | CITY PIPE
2 PERSON CREW - 6 HOURS | 2 Person Crew - 6 Hours - ( 1/11/24) | MIDSTREAM VA
2 PERSON CREW - 7 HOURS | (blank) | ELLIOTT ELEC
2 PERSON CREW - 8 HOURS | Service date 5/9/24 | ELLIOTT ELEC
2 S160 TEE | (blank) | ELLIOTT ELEC
2' SCH 40 STRUCTURAL PIPE | Total of (37) 21' joints | CITY PIPE
2 SHELF UTILITY CART | Job # 21109-10 Charge back to moms meals | CITY PIPE
2 STR GRN CUT 125 EA | ALW XHHW2STRGRN-CUT ALU-XHHW-2-STR-GRN-CUT | CITY PIPE
2 TEE 316 SS | ??? | CITY PIPE
2 VALVE MANIFOLD | Astava 2 valve manifold | CITY PIPE
2 VAVLCON | VALVCON LADCWX SERIES 3000 IN.LB ELECTRIC FAIL SAFE ACTUATOR W/ 4-20 MA OR 0-10VDC POSITION FEEDBACK, LITHIUM ION BATTERY BACK UP, 2 AUXILIARY LIMIT SWITCHES, NEMA 4/4X/7 & 9, UNIVERSAL POWER, HOLDING BRAKE, HEATER /THERMOSTAT, HANDWHEEL OVERRIDE, VISUAL INDICATOR, MOUNTING BRACKET & COUPLER TO FIT CUSTOMER OWNED Warren valve spec | MCCARTY EQUI
2' WKM BALL VALVE | VALVE, BALL, FLOATING, 2 IN (50 MM) X 2 IN (50 MM), FLANGED RAISED FACE, WKM 320F, ANSI 600 (100 PN), 1500 PSI (103 BAR) MOP, 750 PSI (52 BAR) MOP AT MAX TEMP, TRIM 24-CTF-23, CARBON STEEL BODY, 316/316L SS BALL, 316/316L SS STEM, HI-PERFORMANCE PTFE SEAT, PTFE PACKING, WRENCH WITH LOCK DEVICE LESS LOCK, API 607, B16.34, -20 F (-29 C) - +300 F (+149 C),LONG PATTERN, ADJUSTABLE STEM PACKING | FENDER
2 X 1 1/2 HEX THD BUSHING | (blank) | HOSE OF SOUT
2 X 1 1/2 XH CONC REDUCER | (blank) | ELLIOTT ELEC
2 X 1 3000# ELBOLET | (blank) | INDUSTRIAL
2 X 1 3000/6000# THD BUSHING | (blank) | CITY PIPE
2 X 1 BUSHING | ???
2 X 1 XH CN SWAGE | (blank)
2 X 1 XH CONC | (blank) | CTAP
2 X 1 XH CONC REDUCER | (blank) | ELLIOTT ELEC
2 X 1 XH REDUCING TEE | (blank) | SLATER CONTR
2 X 1 XH THD SWAGE | (blank) | CAMERON MEAS
2 X 1 XXH CONC SWAGE WPB BXT | (blank) | MICRO MOTION
2 X 1.5 XH CONC | (blank) | MICRO MOTION
2 X 1/2 3000# THD BUSHING A105 | (blank)
2 X 1/4 SQUARE TUBING | (5) 20' joints, 100' total | TORO COMPLET
2 X 1/4 SQUARE TUBING *RED* | (10) 20' joints | INDUSTRIAL
2 X 1/8 FLAT BAR | (3) 20' joints | INDUSTRIAL
2 X 10 XH BLK CS NIPPLE | (blank) | ELLIOTT ELEC
2 X 1-1/2” BUSHING SS 316 | 2 x 1-1/2” Bushing SS 316 Domestic | MCCARTY EQUI
2 X 12 XH NIPPLE | (blank)
2 X 12 XXH BLK CS SMLS NIPPLE | (blank)
2 X 12 XXH NIPPLE | (blank) | CITY PIPE
2 X 2 1/2 XH NIPPLE | (blank) | E-Z PIPE
2 X 2 X 1/4 ANGLE | 200' OF 2 X 2 X 1/4 ANGLE IN 20' JOINTS | CITY PIPE
2 X 2 X 1/4 ANGLE *RED* | (25) 20' joints | CITY PIPE
2 X 2 X 1/4 ANGLE IRON | (15) 20' joints | ULTIMATE WEL
2 X 2 X 1/4 GALVANIZED ANGLE | 2 X 2 X 1/4 GALVANIZED ANGLE A36 | CITY PIPE
2 X 2 X 1/4 HOT ROLLED ANGLE | 2 X 2 X 1/4 HOT ROLLED ANGLE
2 X 2 X 1/4" ANGLE | 300') 2 x 2 x 1/4" angle | MIDSTREAM VA
2 X 2 X 1/4" SQUARE TUBING | 100') 2 x 2 x 1/4" square tubing | CITY PIPE
2 X 2 X 3/16 ANGLE | 2 X 2 X 3/16 HOT ROLLED ANGLE 20' | SUMMIT
2 X 2 X 3/8 ANGLE IRON *YELLOW* | One 20' joint | ULTIMATE WEL
2 X 2-1/2 CONC RED STD | 2 x 2-1/2 conc red Std | MILTON ROY L
2 X 2-1/2 S160 | ??? | CITY PIPE
2'' X 2-1/2 XH NIPPLE | 2'' X 2-1/2 XH SEAMLESS PIPE NIPPLE
2 X 3 - 13 PUMP | ??? | INDUSTRIAL
2 X 3 -13" PUMP | ???
2 X 3 -8" PUMP | ??? | CITY PIPE
2 X 3 PUMP | ??? | SPECIALTY EQ
2 X 3 S160 | ??? | CITY PIPE
2'' X 3 XH NIPPLE | 2'' X 3 XH SEAMLESS PIPE NIPPLE | CITY PIPE
2 X 3 XXH NIPPLE | (blank) | CITY PIPE
2 X 3/4 316SS HEX THD BUSHING | (blank) | CITY PIPE
2 X 3/8 UBOLT | (blank) | INDUSTRIAL
2 X 3-6" PUMP | ??? | INDUSTRIAL
2 X 36-8 F52 XH WELDOLET | (blank) | CITY PIPE
2 X 36-8 XH WOL | (blank) | CITY PIPE
2 X 3-8 PUMP | ??? | CITY PIPE
2 X 4 NIPPLE S160 | 2 x 4 Nipple s160 | CITY PIPE
2 X 4 S160 | ??? | CITY PIPE
2 X 4 TAG | Item # CW200SP-31736 Repeat of previous order, 2 x 4 write on tag printed bk ink 2 sides with brass eyelet for hole reinforcement | JOHNSON TOOL
2 X 4 TAGS | 2 x 4 Tags | CITY PIPE
2 X 4 XH NIPPLE | (blank) | CITY PIPE
2'' X 4 XH NIPPLE | 2'' X 4 XH SEAMLESS PIPE NIPPLE | CITY PIPE
2 X 6 - 3.5 XH WELDOLET | (blank) | CITY PIPE
2 X 6 XH WOL | (blank) | CITY PIPE
2 X 6-3.5 STD WOL | (blank) | CITY PIPE
2 X 8 HOT ROLLED FLAT | Lifting lug material, 20' total split between two skids | CITY PIPE
2 X 8 SCH 160 NIPPLE | (blank) | CITY PIPE
2 X CLOSE | 2" X Close glv nipple | CITY PIPE
2 XH LR45 WPB | (blank) | CITY PIPE
2 XH LR90 WPB | (blank) | CITY PIPE
2 XH TEE WPB | (blank) | ELLIOTT ELEC
2'' XHVY LR 90 DEG. WELD ELL | 2'' XHVY LR 90 DEG. WELD ELL | J2 RESOURCES
2 YELLOW 2X10 HOSE | G210532300050_F Multi-Vapor Yellow 2 X10FT 2"MP X 2" FLG 1.0 Multi-Vapor GCH EN13765:2010-type1-wp 5bar-30/+80 PP- vapor QUARTER AND YEAR MARKING Polyester PVC coated Yellow PHKC-CC-MALE THREAD 2" NPT PHKC-CCC-FLOAT ASA 150-2"-50MMYellow 2" PP/SS 5BAR | CITY PIPE
2 RL GMDIOR00 | MOD,8 IN,6 RELAY OUTPUT | ELLIOTT ELEC
2" SS ELEMENTS | ??? | CITY PIPE
2" .218W SMLS 316SS PIPE | (blank) | CITY PIPE
2" 1300PSI HOSE ASSEY MP EE | ??? | CITY PIPE
2" 150 # THREADED FLANGES | (blank) | CITY PIPE
2" 150 FLEX GSKT | ??? | TEINERT META
2" 150 SEAL KIT | 2" 150 Seal Kit | ULTIMATE WEL
2" 150 SLIPS | 2" 150 Slips | TEINERT META
2" 150 SS BALL VALVES | these can be 2" 150 stainless or low temp carbon steel ball valves with carseal lock in place 2" 150# 316 RTFE FP BALL FIRE SAFE RF 6156FS-TR Warren Valves | TEINERT META
2" 150# 3-WAY | ??? | TEINERT META
2" 150# 3-WAY BALL VALVE | ??? | TEINERT META
2" 150# 3-WAY VALVE | ??? | TEINERT META
2" 150# BALL VALVE | 2", 150, SCV Trunnion Ball Valve, RF Ends, Full Port, Lever Operated, A350 LF2 Body, A182 F6A Class 2 Obturator, A182 F6A Class 2 Seat Base Metal, A182 F6A Class 2 Stem Material, Viton Seal Material, Devlon Seat Material, Bolted Body, N/A Packing, Standard Service, Firesafe, NACE MR‐01‐75, API 6D Design, API 6D Test ** Temperature Range ‐50F to 350 (Viton GLT Seals)** ** | SAUNDERS COM
2" 150# BALL VALVE WITH ADCWX | 2” 150# RF full port ball valve, A216WCB body, 316SS ball, NACE, PTFE seat mounted to a Valvcon ADCWX series 600 in.lb electric fail-safe actuator w/ 4-20 MA or 0-10VDC position feedback, lithium ion battery backup, 2 auxiliary limit switches, NEMA 4/4x/7 & 9, universal power, holding brake, heater/thermostat, handwheel override, visual indicator, mounting bracket & coupler fully assembled& tested
2" 150# BALON BALL VALVE | 2FF13NRF Full Port R.F. Ansi 150 285# WP Steel Ball Valve 316 S.S. Ball & Stem, Nace | CITY PIPE
2" 150# BALON CHECK VALVE | 2FC13SRF 2" Full Port R.F. Ansi 150 285# WP Steel Check Valve S.S. Seat Nace | CITY PIPE
2" 150# BLEED RINGS | ??? | CITY PIPE
2" 150# BLIND FLANGE | (blank) | CITY PIPE
2" 150# BLIND RF FLANGE | (blank) | CITY PIPE
2" 150# BLINDS | 2" 150# Blinds | CITY PIPE
2" 150# BP VALVES | WELLMARK SERIES 3535 LOW PRESSURE, SINGLE SEAT BACK PRESSURE VALVE 2" CL150 FLANGED BACK PRESSURE VALVE, INTEGRAL TRIM, #10 TOPWORKS, SPRING RANGE 20‐150, MODEL 210‐DFG‐B‐H | INDUSTRIAL
2" 150# BUTTERFLY VALVE | ??? | CITY PIPE
2" 150# CGI GASKETS | (blank) | CITY PIPE
2" 150# CHECK VALVE | ??? | CITY PIPE
2" 150# CMF200 | CMF200M418N2BAEZZZ CMF200M MICRO MOTION ELITE CORIOLIS METER, 2 INCH (DN50), 316L STAINLESS STEEL 418 Process Connections: 2-inch CL150 ASME B16.5 F316/F316L Weld neck flange Raised face N Case Options: Standard pressure containment 2 Electronics Interface: 4-wire polyurethane-painted aluminum integral enhanced core processor for remote mount transmitters B Conduit Connections: 1/2-inch NPT - no gland A Approvals: CSA (US and Canada): Class I, Div 1 E Language: English installation manual Z Calibration Options: 0.10% mass flow and 0.0005 g/cc density calibration Z Measurement Application Software: No measurement application software Z Factory Options: Standard product Job #20104 | CITY PIPE
2" 150# CONTROL VALVE | ??? | CITY PIPE
2" 150# CORIOLIS METER | ??? | CITY PIPE
2" 150# CS BLEED | 2" 150# CS BLEED RING W/ 1/2" SW TAP A105/A350 LF2 | CITY PIPE
2" 150# CS BLEED RINGS | ??? | TEINERT META
2" 150# DBB | ??? | CITY PIPE
2" 150# DIVERT VALVE | 2"S7315/X2500 2" 150# RF FLANGED CS X SS T PORT 3 WAY DIVERT VLV ASSEMBLED AND TESTED TO 120VAC ON-OFF LEFT ENTRY EXPLOSION PROOF FAIL SAFE SUPER CAP ACTUATOR
2" 150# DSI CV | ??? | ELLIOTT ELEC
2" 150# DSI GLOBE VALVE | Valve Globe DSI 2.00 Inch Cl 150 RF BB WCB Body API Trim 12 HWO Graphite Pkg & Spiral Wound SS Gskt API 623 Nace 133LU-N | CITY PIPE
2" 150# DSI GV | ??? | SLATER CONTR
2" 150# FF GASKET | (blank) | ELLIOTT ELEC
2" 150# FF NASB 1/16 GASKET | (blank) | CITY PIPE
2" 150# FF PAPER GASKET | (blank) | CITY PIPE
2" 150# FF PAPER GASKETS | (blank) | JET SPECIALT
2" 150# FFSW XH FLANGE | (blank) | CITY PIPE
2" 150# FFWN FLANGE | (blank) | CITY PIPE
2" 150# FLANGE SUPPORT | (blank)
2" 150# FMC PROMASS F300 CORIOLIS METER | P8EST-EH 8F3B50-CSIMADDFADSAAASAA2+EBEJPromass F 300, 8F3B50, DN50 2"8F3B50-24R81/0(8F3B50-CSIMADDFADSAAASAA2+EBEJ)010: Approval; Transmitter + Sensor: CS: CSA C/US; Cl.I Div.2, NI015: Power Supply: I: 100-230VAC/24VDC020: Output; Input 1: MA: Modbus RS485021: Output; Input 2: D: Configurable I/O default off022: Output; Input 3: D: Configurable I/O default off030: Display; Operation: F: 4-line illum.; touch control040: Housing: A: Alu, coated050: Electrical Connection: D: Thread NPT1/2060: Meas. Tube Mat., Wetted Parts Surface: SA: Stainl. steel, not polished070: Process Connection: AAS: Cl.150 RF, 1.4404/316/316L, flange ASME B16.5080: Calibration Flow: A: 0.10% Mass480: Device Model: A2: 2540: >>Application Package: EB: Heartbeat Verification + Monitoring540: >>Application Package: EJ: Petroleum | CITY PIPE
2" 150# FRANKLIN | ??? | CITY PIPE
2" 150# FRANKLIN DBB | ???
2" 150# GASKET | (blank) | CITY PIPE
2" 150# GASKET CGI | 2" 150# gasket CGI | CITY PIPE
2" 150# GASKET NO INTERRING | (blank) | CITY PIPE
2" 150# GASKET W/IR | (blank) | CITY PIPE
2" 150# GASKET, NO IR | (blank) | CITY PIPE
2" 150# GASKETS | CG 304/GRAPHITE/CRS 2in 150# SPIRAL WOUND GASKET | EGGELHOF, IN
2" 150# GASKETS NO INNER RING | 2" 150# Gaskets no inner ring | CITY PIPE
2" 150# GASKETS NO INTERRING | (blank) | CITY PIPE
2" 150# GATE VALVE | ??? | MIDSTREAM VA
2" 150# GATE VALVES | ??? | CITY PIPE
2" 150# GLOBE VALVE | Valve Globe DSI 2.00 Inch Cl 150 RF BB WCB Body API Trim 12 HWO Graphite Pkg & Spiral Wound SS Gskt API 623 Nace DSI 133LU-N | CITY PIPE
2" 150# GV NACE TRIM | ??? | CITY PIPE
2" 150# JFLOW DIVERT VALVE | ??? | CITY PIPE
2" 150# LAMONS 316 IR GASKET | (blank)
2" 150# METER | ???
2" 150# MICRO MOTION METER | ??? | HATFIELD AND
2" 150# MM ELITE CORIOLIS | MICRO MOTION ELITE CORIOLIS METER, 2 INCH (DN50), 316L STAINLESS STEEL CMF200M418N2BAEZZZ | DAVIS & DAVI
2" 150# MM METER | ??? | MIDSTREAM VA
2" 150# ORIFICE PLATE | ??? | MIDSTREAM VA
2" 150# ORIFICE PLATE, 1.2" BORE | PADDLE TYPE ORIFICE PLATE 1/8" THICK 304 SS MATERIAL E-MAIL QUOTE 7/19/2022 JOB 22571 | CITY PIPE
2" 150# PATHWAY BP VALVE | 2" 150 RF TWO‐WAY, SELF CONTAINED PISTON OPERATED TOPWORKS W/ SS PISTON HOUSING, REMOVABLE SS TRIM SEAT, ACETAL TRIM PLUG INSERT, BRASS/NITRILE PACKING GLAND ASSY, NITRIL.MOLYTHANE PKG & O‐RINGS, RANGE: 40‐250 PSIG, MWP: 275 PSIG, MAX TEMP: ‐20F TO +180F, MODEL 550‐232‐22A1 | MIDSTREAM VA
2" 150# PLUG VALVE | 2" 150# RF BALANCED LUBRICATED PLUG VALVE A216 WCC BODY ENP TRIM PTFE VITON NACE API-6D LEVER OP DAVIS 15FPLW-PB | MIDSTREAM VA
2" 150# PROMASS | 8F3B50-CSIMADDGADSAAASAA2+EBEJ Promass F 300, 8F3B50, DN50 2" 8F3B50-18RE0/0 (8F3B50-CSIMADDGADSAAASAA2+EBEJ) | CITY PIPE
2" 150# RF BLIND FLANGE | (blank) | CITY PIPE
2" 150# RF FLANGE | weld neck. STD. | JET SPECIALT
2" 150# RF FLANGES | S/S S80 weld neck | CITY PIPE
2" 150# RF GASKET | (blank) | CITY PIPE
2" 150# RF PAPER GASKETS | (blank) | CITY PIPE
2" 150# RF SLIP ON | 2" 150 SO A105 to be Machined to flat face | INDUSTRIAL
2" 150# RF SLIP-ON FLANGE | (blank) | INDUSTRIAL
2" 150# RF SW XH FLANGE | (blank) | INDUSTRIAL
2" 150# RF THD FLANGE | with 2" NPT threaded center
2" 150# RF THREADED FLANGE | (blank) | CITY PIPE
2" 150# RF THREADED FLANGES | (blank) | CITY PIPE
2" 150# RF THREADED FLANGS | (blank) | CITY PIPE
2" 150# RF WN XHB FLANGE | 2" 150# RF WN XHB FLANGE | INDUSTRIAL
2" 150# RF XSB FLANGES | weld neck | CITY PIPE
2" 150# RFF FLOATING BALL VALVE | FLOATING BALL VALVE VELAN F08-01402-SSE1WCB BODY, SS TRIM, MPTFE SEATS, FULL PORT, FIRE SAFE, LOCKABLE LEVER, B7M BOLTS, NACE | INDUSTRIAL
2" 150# RFSW XH FLANGE | (blank) | INDUSTRIAL
2" 150# RFWN STD FLANGE | (blank) | TORO COMPLET
2" 150# RFWN XH FLANGE | (blank) | INDUSTRIAL
2" 150# SENSOR | ??? | INDUSTRIAL
2" 150# SPECTACLE BLIND | 2" 150# SPECTACLE BLIND, PER B16.48 RF/FF WITH 125-250 SERRATED MACHINE FINISH, A350LF2 | INDUSTRIAL
2" 150# SPECTACLE BLINDS | ??? | CITY PIPE
2" 150# THD FLANGE | (blank) | TEINERT META
2" 150# THD FLANGES | 2" 150# Thd Flanges | CITY PIPE
2" 150# THD RF FLANGE | (blank) | CITY PIPE
2" 150# THREADED FLANG | (blank) | CITY PIPE
2" 150# THREADED FLANGES | 2" 150# Threaded Flanges | CITY PIPE
2" 150# WARREN | ??? | CITY PIPE
2" 150# WARREN BALL VALVE | 2" Ball Valve (Inlet) WARREN21506155FS | TORO COMPLET
2" 150# WARREN BV | ??? | TORO COMPLET
2" 150# WARREN CHECK VALVE | WAR2150315561VVR | TORO COMPLET
2" 150# WHEATLEY CHECK VALVE | VALVE, CHECK, SWING 2 IN (50 MM), FLANGED RAISED FACE, WHEATLEY, 510, ANSI 150 (20 PN), 290 PSI (20 BAR) MOP, BODY ASTM A216 WCC, A351 CF8M CLAPPER, A216 WCC SEAT, BUNA PC SEALS,BUNA PC BONNET SEAL,API 6D, NACE MRO175 2002, 290 PSI (20 BAR) @ -20 F(-28.8 C), 245 PSI (16.8 BAR) @ +250 F(+121.1 C), INTEGRAL SEAT | INDUSTRIAL
2" 150# WHEATLEY CV | ??? | INDUSTRIAL
2" 150# WKM BALL VALVE | VALVE, BALL, FLOATING, 2 IN (50 MM) X 2 IN (50 MM), FLANGED RAISED FACE, WKM 320F, ANSI 150 (20 PN), 290 PSI (20 BAR) MOP, 230 PSI (16 BAR) MOP AT MAX TEMP, TRIM 24-TTF-23, CARBON STEEL BODY, CF8M/316 SS BALL, 316 SS STEM, FILLED PTFE SEAT, PTFE PACKING, WRENCH WITH LOCK DEVICE LESS LOCK, API 607, B16.34, -20 F (-29 C) - +300 F (+149 C), LONG PATTERN, ADJUSTABLE STEM PACKING - NACE | CITY PIPE
2" 150# WKM VALVE | ??? | CITY PIPE
2" 150# WN RF 316 SS | ???
2" 150# WN RF XH FLANGE | (blank) | CITY PIPE
2" 150# WNFF XH FLANGE | (blank) | CITY PIPE
2" 150# WNRF STD FLANGE | (blank) | CITY PIPE
2" 150# WNRF XH F52 FLANGE | (blank) | INDUSTRIAL
2" 150# WNRF XH FLANGE | (blank) | CITY PIPE
2" 150# XH RFWN FLANGE | (blank) | CITY PIPE
2" 150# XH WN RF FLANGE | (blank) | CITY PIPE
2" 1500# GATE VALVE | GATE 2 1500# WCB RTJ BB T12 NACE HWO PK 1500RTJ12N
2" 1500# RTJ BLIND FLANGE | (blank) | INDUSTRIAL
2" 2000# THD 45 ELBOW | (blank) | INDUSTRIAL
2" 2000# THD 90 ELBOW | (blank) | CITY PIPE
2" 3/600# GASKETS | 2" 3/600# Gaskets | CITY PIPE
2" 3/600# SP GASKET | 2" 3/600# Gasket | CITY PIPE
2" 300 PBV BALL VALVE | Valve Ball PBV 6700 Series 2.00 Inch 3pc Trunnion CL 300 FP RF GO A105/LF2 Body SS Trim G/ PTFE Seats HNBR Seals API 6D NACE Firesafe 97DGN ‐ C‐6730‐71‐2236‐ GH‐NG 97DGN | CITY PIPE
2" 300 RF BLIND FLANGE | (blank) | TAG PLACE
2" 300 RFWN XH FLANGE | (blank) | INDUSTRIAL
2" 300# 2FF33NLRF | 2FF33NLRF 2" Full Port R.F. Ansi 300 740# WP Steel Ball Valve Low Temp 316 S.S. Ball & Stem, Nace | CITY PIPE
2" 300# 7300 BSW | WCM-7300M-230-BFP WATER CUT MONITOR; MODEL WCM-7300M, 2 INCH ANSI CLASS 300# RF, 17 INCH LONG, CARBON STEEL, EPOXY COATING Marathon 21194-01 | CITY PIPE
2" 300# BALON BV | 2F-F33N-RF Balon Ball Valve | CITY PIPE
2" 300# BLEED RINGS | ??? | RAM TOOL
2" 300# BLIND FLANGE | 2" 300# Blind Flange Marathon Job# 21194 | ELLIOTT ELEC
2" 300# CGI 304 SS GASKET | 2" 300# CGI 304 SS Gasket | CITY PIPE
2" 300# CHECK VALVE | 2" 300# Balon Swing Check Valve with NACE Trim Carbon Steel | CITY PIPE
2" 300# FLANGE | 2" Flange | CITY PIPE
2" 300# FRANKLIN | 2" ANSI 300# Franklin DuraSeal Valve, Fig.#D721. Viton slip seals & trim, A216 WCB Body with Chrome ID, Plug with ENP, Bonnet, Lower Plate, A536 DI Slips RFFE, 100 Handwheel Operator, NACE Bolting and Stainless Steel DTR | INDUSTRIAL
2" 300# FRANKLIN DBB | 2" ANSI 300# Franklin DuraSeal Valve, Fig.#D721. Viton slip seals & trim, A216 WCB Body with Chrome ID, A350 LF2 Plug with ENP, A350 LF2 Bonnet and Lower Plate, A536 DI Slips, Raised Face Flanged End, 100 Handwheel Operator & DTR Assembly. | INDUSTRIAL
2" 300# GASKET W/316 WINDINGS | (blank) | TORO COMPLET
2" 300# GATE VALVES | ??? | INDUSTRIAL
2" 300# METER | ??? | CITY PIPE
2" 300# RF SLIP ON FLANGE | (blank) | CITY PIPE
2" 300# RF SLIP-ON FLANGE | (blank) | INDUSTRIAL
2" 300# RF THD FLANGE A/SA 105 | (blank) | INDUSTRIAL
2" 300# RF THREADED FLAGES | (blank) | INDUSTRIAL
2" 300# RFWN F52 XH FLANGE | (blank) | INDUSTRIAL
2" 300# RFWN SCH 80 FLANGE F52 | (blank) | MIDSTREAM VA
2" 300# RFWN STD FLANGE | (blank) | INDUSTRIAL
2" 300# RFWN XH | (blank) | CITY PIPE
2" 300# RFWN XH F52 FLANGE | (blank) | TORO COMPLET
2" 300# RFWN XH FLANGE | (blank) | INDUSTRIAL
2" 300# SLIP-ON RF FLANGE | (blank) | INDUSTRIAL
2" 300# SPEC BLIND | 2" 300# RF 304SS Spectacle blind | INDUSTRIAL
2" 300# THD FLANGE | 2" 300# Thd Flange | INDUSTRIAL
2" 300# THREADED FLANGES | (blank) | CITY PIPE
2" 300# UNION ADAPTER | 60CF-1741 Cameron 9A-50132200407 U-22 Union Adapter with 2" 300# RF FLG VPN | FRANKLIN VAL
2" 300# WARREN GATE VALVE | ??? | FRANKLIN VAL
2" 300# WHEATLEY CHECK VALVE | 2” ANSI 300# RF, TOM WHEATLEY, FIGURE #55, SWING CHECK VALVE, BOLTED BONNET, A193 GRADE B7 BOLTS, A194 GRADE 2H NUTS, A216 GR. WCC BODY, 316SS CLAPPER, INTEGRAL BODY SEAT, VITON‐A SEALS. API‐6D MONOGRAMMED & MEETS EDITION 2002 OF NACE, MR‐0175. MPLX 20470-01, 20470-02 & 20471-01 | FRANKLIN VAL
2" 300# WKM BV | 2-300-WKM-320-RFFE-24-TTF-24 VALVE, BALL, FLOATING, 2 IN (50 MM) X 2 IN (50 MM), FLANGED RAISED FACE, WKM 320F, ANSI 300 (50 PN), 750 PSI (52 BAR) MOP, 730 PSI (50 BAR) MOP AT MAX TEMP, TRIM 24-TTF-24, CARBON STEEL BODY, CARBON STEEL ENP BALL, CARBON STEEL ENP STEM, FILLED PTFE SEAT, PTFE PACKING, WRENCH WITH LOCK DEVICE LESS LOCK, API 607, B16.34, NACE, -20 F (-29 C) - +300 F (+149 C), LONG PATTERN, ADJUSTABLE STEM PACKING, P/N 2398034-2112112 | FRANKLIN VAL
2" 300# WN RF STD | 2" 300# WN RF Std | WHITCO SUPPL
2" 300# WNRF STD FLANGE | (blank) | MIDSTREAM VA
2" 300# WNRF XH FLANGE | (blank) | CITY PIPE
2" 300/600 GASKET W/316 | (blank) | SAUNDERS COM
2" 300/600 GASKET W/INNER RING | (blank)
2" 300/600# 304SS GASKET W/IR | WWM AML approved | ELLIOTT ELEC
2" 300/600# GASKET | (blank) | ELLIOTT ELEC
2" 300/600# GASKET NO IR | (blank) | ELLIOTT ELEC
2" 300/600# GASKET W/316 IR | (blank)
2" 300/600# GASKET W/CGI | (blank)
2" 300/600# GASKET W/IR | (blank) | GRAYBAR
2" 300/600# GASKET WITH IR | (blank)
2" 300/600# GASKET, NO IR | (blank) | ULTIMATE WEL
2" 3000 FS THD COUPLING | (blank) | DK CONTROLS
2" 3000# 316SS THREADED 90 | 2" 3000# 316SS THREADED 90 ELBOW | SPECIALTY EQ
2" 3000# 90'S SOL | (blank) | SPECIALTY EQ
2" 3000# COUPLING | 2" 3000# Coupling | SWAGELOK WES
2" 3000# FULL COLLAR | (blank) | SPECIALTY EQ
2" 3000# HALF COUPLINGS | 2" 3000# THD Half Couplings | SPECIALTY EQ
2" 3000# HEX THD UNION | (blank) | SPECIALTY EQ
2" 3000# LATEROLET | 2" 3000# Laterolet A105 on 12"- 10" buttweld | SPECIALTY EQ
2" 3000# PLUG | (blank) | SPECIALTY EQ
2" 3000# SW 90 ELBOW | (blank) | SPECIALTY EQ
2" 3000# THD 90 ELBOW | (blank) | SPECIALTY EQ
2" 3000# THD COUPLING | (blank) | SPECIALTY EQ
2" 3000# THD HALF COUPLING | (blank) | SPECIALTY EQ
2" 3000# THD HEX PLUG | (blank) | SPECIALTY EQ
2" 3000# THD TEE | (blank) | SPECIALTY EQ
2" 3000# THREADED 90'S | (blank) | SPECIALTY EQ
2" 3000# THREADED T'S | (blank) | SPECIALTY EQ
2" 3000# T'S | ??? | SPECIALTY EQ
2" 3000/6000# THD HEX PLUG | (blank) | SWAGELOK WES
2" 300-600# GASKET | ??? | SWAGELOK WES
2" 3-600# GASKETS | 2" 3-600# Gaskets | SWAGELOK WES
2" 3M THD CAP | 2" 3M Thd Cap | SPECIALTY EQ
2" 3M THRD FULL COUPLING | (blank) | SWAGELOK WES
2" 3M THRD HALF COUPLING | (blank) | SPECIALTY EQ
2" 3-WAY | ??? | SPECIALTY EQ
2" 600 Williams check | ??? | SPECIALTY EQ
2" 600 Williams check 2" 600 Williams check | ??? | SPECIALTY EQ
2" 600 Williams Check valve | ??? | SPECIALTY EQ
2" 600# BALL VALVE | ??? | SWAGELOK WES
2" 600# BALON BALL VALVE | 2FF63NRF 2" Full Port R.F. Ansi 600 1,480# WP Steel Ball Valve 316 S.S. Ball & Stem, Nace | SWAGELOK WES
2" 600# BALON BALL VALVES | 2FF63NRF 2" Full Port R.F. Ansi 600 1,480# WP Steel Ball Valve 316 S.S. Ball & Stem, Nace | SPECIALTY EQ
2" 600# BALON BV | ??? | SPECIALTY EQ
2" 600# BLEED RING | 2" 600# Bleed Ring W/1/2" Tap | SWAGELOK WES
2" 600# BLEED RING W/1/2" TAP | 2" 600# Bleed Ring W/1/2" Tap MTRS Required | SPECIALTY EQ
2" 600# BLEED RINGS | 2" 600# Bleed Rings W/1/2" Tap | SPECIALTY EQ
2" 600# BLIND FLANGE | 2" 600# RF Blind Flange | SPECIALTY EQ
2" 600# BLIND FLANGE W/1" TAP | (blank) | SPECIALTY EQ
2" 600# BLIND RF FLANGE | (blank) | SPECIALTY EQ
2" 600# BLIND W/1/2" TAP | 2" 600# Blind W/1/2" Tap | SWAGELOK WES
2" 600# BLINDS | ??? | SWAGELOK WES
2" 600# BONNEY | ??? | SPECIALTY EQ
2" 600# BONNEY BV | 2” 600# Ball Valve RF with DTR BONNEY FORGE L6-18L W/ Cryo Extension and vent in wedge Offering 600# Gate valve with no DTR | SPECIALTY EQ
2" 600# CGI GASKETS | (blank) | SPECIALTY EQ
2" 600# CHECK SWING WAFER VALVE | (blank) | SPECIALTY EQ
2" 600# CHECK VALVE | ??? | SPECIALTY EQ
2" 600# DBB | ??? | SPECIALTY EQ
2" 600# FLANGE SUPPORT | (blank) | SPECIALTY EQ
2" 600# FLANGE SUPPORTS | ??? | SPECIALTY EQ
2" 600# GASKET | (blank) | SPECIALTY EQ
2" 600# GASKET NO INTERRING | (blank) | SPECIALTY EQ
2" 600# GASKET, NO IR | (blank) | SPECIALTY EQ
2" 600# GASKETS | (blank) | SPECIALTY EQ
2" 600# GASKETS NO INTERRING | (blank) | SPECIALTY EQ
2" 600# MICRO MOTION METER | ??? | SPECIALTY EQ
2" 600# ORIFICE PLATE | DPPLATE52002BNAN18AAM105N00.2910ZCTMT - DPPLATE520: DANIEL, ORIFICE PLATE, 520 - 520: Catalog Number (Plate Type): 520 Paddle Type - 02: Nominal Line size: 02 - B: Bore Type: Bore & No Bevel (Concentric bore) - NA: Bore Treatment: None - N: Vent Drain: None - 18: Plate Thickness: 1/8 inch - A: Plate finish: 15-30 Micro Inch (Daniel Standard) - A: Handle dimensions: Standard Daniel Handle dimensions/Stamping - M1: Material of Construction for Plate: 316/316L -05: Pressure Rating: ANSI 600 - N: Measurement Code: NONE - 0: Place1: 0 - 0.: Place2: 0 - 2: Place3: 2 - 9: Place4: 9 - 1: Place5: 1 - 0: Place6: 0 - Z: Factory Options: Standard product - CT: Additional Services: CMM Test Report - MT: Additional Services: MTR's Required REF QUOTE 8479996 VER 2 | SPECIALTY EQ
2" 600# RF BLIND FLANGE | (blank) | SPECIALTY EQ
2" 600# RF GASKET | (blank) | SPECIALTY EQ
2" 600# RF GLOBE VALVE | Valve Globe DSI 2.00 Inch Cl 600 RF BB LCC Body API Trim 12 HWO Graphite Pkg & RTJ Gskt API 623 Nace | SPECIALTY EQ
2" 600# RF SLIP ON | 2" 600# RF SLIP ON FLANGE | SPECIALTY EQ
2" 600# RF SLIP-ON FLANGE | (blank) | SPECIALTY EQ
2" 600# RF SO FLANGE | (blank) | SPECIALTY EQ
2" 600# RF THD FLANGE | 2" 600# Thd A105 Weldbend with MTRs | SPECIALTY EQ
2" 600# RF WN FLANGES S/80 | 2" 600# RF WN Flanges S/80 MTRs Required at time of Delivery | SPECIALTY EQ
2" 600# RF WN XHB FLANGE | 2" 600# RF WN XHB FLANGE | SPECIALTY EQ
2" 600# RFWN S160 FLANGE | (blank) | SPECIALTY EQ
2" 600# RFWN XH A 105 | 2" 600# RFWN XH A 105 | SPECIALTY EQ
2" 600# RFWN XH FLANGE | (blank) | SPECIALTY EQ
2" 600# SLIP ON FLANGE | (blank) | SPECIALTY EQ
2" 600# SS FLANGES | 2" 600# RF BL FLANGE A/SA 182 F 316/L | SPECIALTY EQ
2" 600# SS PADDLE PLATE | 2” 600# PADDLE TYPE PLATE, 1/8” THICK, 304SS MATERIAL WITH A .291” ORIFICE MTR’S SUPPLIED White Water Job# 20517 and 20518
2" 600# THD FLANGE | 2" 600# thd Flange | SPECIALTY EQ
2" 600# THD FLANGE WELDBEND | 2" 600# Thd Weldbend RF Medallion Boosters | SPECIALTY EQ
2" 600# THD FLANGES | ???
2" 600# THD FLG RF | 2" 600# THD FLG RF
2" 600# THD RF FLANGE | FLANGE- 2 600# THD RF A105 DOMESTIC | SPECIALTY EQ
2" 600# UNION ADAPTER | ??? | SWAGELOK WES
2" 600# WARREN BALL VALVE CFM8 BODY | 2" 600# 316SS RTFE FP BALL FIRE SAFE RF 6606FS-TR | SPECIALTY EQ
2" 600# WARREN BALL VALVE WCB BODY | 2" 600# A105/316 TR TFM1600/FKM BALL FS,NACE RF FP LEVERAPI 6D 6605FS-26MVGRL6D-FF | SPECIALTY EQ
2" 600# WELDBEND THD RF | Weldbend Flange, 2" 600# RF Threaded SA/A105 | SWAGELOK WES
2" 600# WILLIAMS GV | ??? | SWAGELOK WES
2" 600# WN FLANGES SS | 2" 600# RF WN S/40S FLANGE A/SA 182 F 304/L | SPECIALTY EQ
2" 600# WN XH FLANGE | 2" 600# WN XH Flange | SPECIALTY EQ
2" 600# WNRF STD FLANGE | (blank) | SPECIALTY EQ
2" 600# WNRF XH DOMESTIC FLANGE | (blank) | SPECIALTY EQ
2" 600# XH RFWN FLANGE | (blank) | SPECIALTY EQ
2" 6000# THD COUPLING | (blank) | SPECIALTY EQ
2" 90 XS WELD | ??? | SWAGELOK WES
2" 90D | 2" 90D | SWAGELOK WES
2" A CAM | ??? | SWAGELOK WES
2" ALUMINUM FLAT BAR | 2" Aluminum Flat Bar Perforated | SWAGELOK WES
2" ALUMINUM PERFORATED ANGLE | 2" Aluminum Perforated Angle | SWAGELOK WES
2" ANGLE | 2 X 2 X 1/4 HOT ROLLED ANGLE 40' Length | SWAGELOK WES
2" ANSI B16.5 FLANGE | (blank) | SWAGELOK WES
2" BALL VALVE | VALVE - BALL 2" FNPT 2OOO# CS/SS SEAL WELDED FP NACE TRIM KECKLEY | SPECIALTY EQ
2" BALL VALVES | VALVE, BALL, FLOATING, 2 IN (50 MM) X 2 IN (50 MM), FLANGED RAISED FACE, WKM 320F, ANSI 600 (20 PN), 1500 PSI (103 BAR) MOP, 750 PSI (52 BAR) MOP AT MAX TEMP, TRIM 24-CTF-24, CARBON STEEL BODY, CARBON STEEL/ENP BALL, CARBON STEEL/ENP STEM, HIPERFORMANCE PTFE SEAT, PTFE PACKING, WRENCH WITH LOCK DEVICE LESS LOCK, API 607, B16.34, NACE, -20 F (-29 C) - +300 F (+149 C), LONG PATTERN, ADJUSTABLE STEM PACKING, P/N 2398034-3114112 MODIFICATIONS: NONE | SPECIALTY EQ
2" BALON BALL VALVE | 2" Full Port R.F. Ansi 600 1,480# WP Steel Ball Valve 316 S.S. Ball & Stem, Nace 2FF63NRF
2" BETTIS PNEUMATIC VALVE | ??? | SWAGELOK WES
2" BLEED RING | 2" 600# Bleed Ring CS | SWAGELOK WES
2" BLEED RINGS | 2" 150# Bleed Ring w/ 1/2" FNPT Connection EVX 22206-01 & 22207-01 | SWAGELOK WES
2" BLEED RINGS 61 | 2" 150# Bleed Ring w/ 1/2" FNPT Connection EVX 21861-01 | SWAGELOK WES
2" BLINDS | (blank) | SWAGELOK WES
2" BLK STRUCTURAL STD PIPE | (10) 21' joints, 210' total | SWAGELOK WES
2" BLOCKS | (blank) | SWAGELOK WES
2" BLUE TAPE | 8218034 | SWAGELOK WES
2" BRASS CAM GROOVE | ???
2" BRASS DUST CAPS | 4" Brass Dust Caps | CITY PIPE
2" BREAKAWAY | SBC200ALFL 2in Alum Flange Industrial Breakaway | CITY PIPE
2" CAM FITTING | 2in Cplr x FmNPT "D" Alum Cam Groove | CITY PIPE
2" CAM FITTINGS | ??? | BULLDOG STEE
2" CAM LOCK | 2" Hose Coupler Adapter x Female NPT "A" Brass Cam Groove Fitting. MFG PN BA200 | BULLDOG STEE
2" CAMERON VALVE | 2-600-CAMERON-T31-RF-WITH LOCK 2" X 2" 600# CAMERON T31, FORGED STEEL, FULLY WELDED BALL VALVE, RAISED FACE FLANGED ENDS, 216 TRIM, PTFE SEALS, LEVER OPERATED WITH LOCKING DEVICE, SHOP PRIMER COATING, API-6D AND FIRESAFE TO API-6FA, NON-NDE, TEMPERATURE RANGE -50 F TO +250 F, FACTORY NEW (P/N 02X02_RF_T31_600_216_L) REQUIRES PLATE 503310-01 WHEN ADDING AN ACTUATOR TO THIS VALVE MODIFICATION:NONE CAMERON/T31 | E-Z PIPE
2" CENTERING RING | ??? | E-Z PIPE
2" CF8M 150# NACE VALVE | CVS 2" D Body CF8M / ANSI 150# RF/ SST Trim, NACE, Bare Stem NACE MRO175 MTRs Required Battalion Job# 21418 | E-Z PIPE
2" CHIP BRUSH | (blank) | CITY PIPE
2" CMF200 CORIOLIS METER | MICRO MOTION ELITE CORIOLIS METER, 2 INCH (DN50), 316L STAINLESS STEEL CMF200M418N2BAEZZZ CMF200M MICRO MOTION ELITE CORIOLIS METER, 2 INCH (DN50), 316L STAINLESS STEEL 418 Process Connections: 2-inch CL150 ASME B16.5 F316/F316L Weld neck flange Raised face N Case Options: Standard pressure containment 2 Electronics Interface: 4-wire polyurethane-painted aluminum integral enhanced core processor for remote mount transmitters B Conduit Connections: 1/2-inch NPT - no gland A Approvals: CSA (US and Canada): Class I, Div 1 E Language: English installation manual Z Calibration Options: 0.10% mass flow and 0.0005 g/cc density calibration Z Measurement Application Software: No measurement application software Z Factory Options: Standard product | CITY PIPE
2" CMF200 METER | CMF200M418N2BAEZZZ CMF200M MICRO MOTION ELITE CORIOLIS METER, 2 INCH (DN50), 316L STAINLESS STEEL 418 Process Connections: 2-inch CL150 ASME B16.5 F316/F316L Weld neck flange Raised face N Case Options: Standard pressure containment 2 Electronics Interface: 4-wire polyurethane-painted aluminum integral enhanced core processor for remote mount transmitters B Conduit Connections: 1/2-inch NPT - no gland A Approvals: CSA (US and Canada): Class I, Div 1 E Language: English installation manual Z Calibration Options: 0.10% mass flow and 0.0005 g/cc density calibration Z Measurement Application Software: No measurement application software Z Factory Options: Standard product
2" CONDUIT | CONDUIT 2" RIGID GALVANIZED
2" CONDUIT RIG 100 EA | Job # 21109-10 Charge back to moms meals
2" DANEX DB&B | 2" 150# RF FIG. 271 DAN‐EX REDUCED PORT PLUG VALVE STD MATERIALS OF CONSTRUCTION TRIM/SLIP: VITON/VITON HANDWHEEL OPERATED FACTORY WHITE COATING FACTORY NEW WITH HYDROSTATIC TEST CERTIFICATE PER API 6D. ORIENTATION 11 | CITY PIPE
2" DANIELS 707 BPV | Type V707 Spring Loaded Back Pressure Valve, 2" ANSI 150 5-40 PSI Spring Range | CITY PIPE
2" DSI GLOBE | Valve Globe DSI 2.00 Inch Cl 150 RF BB WCB Body API Trim 12 HWO Graphite Pkg & Spiral Wound SS Gskt API 623 Nace DSI 133LU-N
2" DSI GLOBE VALVE | 2 150 RF Globe Valve WCB Trim 8 HWO DSI 133XU | INDUSTRIAL
2" DSI GLOBE VAVLE | Valve Globe DSI 2.00 Inch Cl 150 RF BB WCB Body API Trim 12 HWO Graphite Pkg & Spiral Wound SS Gskt API 623 Nace DSI 133LU-N
2" DUST CAP | 2in Dust Cap "DC" Brass Cam Groove | GASKET SERVI
2" DUST CAP BRASS | 2" Dust Cap Brass | CITY PIPE
2" EMT CONDUIT 400 EA | Job # 21109-10 Charge back to moms meals | CITY PIPE
2" EXCESS FLOW VALVE | 2", 150#, Sch 40, A105CS body, 316SS trim, Weld-in metal seat Hard Faced Stellite 6, Trim, 17-7 PH SS Spring Double Flanged connections, with manual (bypass) reset system Media: NGL Mixture (Gas) Orientation: Horizontal at Normal Flow and Horizontal at Closing Flow (same direction of Normal flow) Normal Flow / dP at normal: 30 CFM / 1.13 psid pressure drop Max Normal Flow / dP at Max normal: 35.50 CFM / 1.59 psid pressure drop Closing Flow / dP at close: 53.25 CFM / 3.59 psid pressure drop SPL Order# 21396 | CITY PIPE
2" EXCESS FLOW VALVE 2120 | Quote: CPQ-21-0070 Total Valve Systems Excess Flow Valve, 2120 Model 2" 150#, SCH 40, A105CS Body, 316ss trim, Weld-in metal seat hard faced stellite 6, trim 17-7 PHSS Spring with double flanged connections, with manual bypass reset system. Media: NGL Mixture (Gas) Operation: Horizontal at Normal Flow & Horizontal at Closing Flow (opposite direction of Normal Flow) Normal Flow/dP at Normal: 30 CFM/1.59 psid pressure drop Closing Flow / dP at Close: 53.25/3.59 psid pressure drop | KMI FAB
2" FIG 206 HAMMER UNIONS | 2" Hammer Unions 206 | CYPRESS
2" FISHER CONTROL VALVE | ??? | CYPRESS
2" FLANGE | FLANGE- 2 600# WN XH RF A105 DOMESTIC | CITY PIPE
2" FM7 WEDGE CVR W/GASKET | (blank) | INDUSTRIAL
2" FS HEX HD PLUG | (blank) | INDUSTRIAL
2" FS HX HD PLUG | (blank) | KMI FAB
2" GASKET | GASKET- 2 300/600 CG LAMONS 316 WINDINGS CS OUTER RING
2" GASKETS | 2” 600# gaskets with inter ring | INDUSTRIAL
2" GATE VALVE, V-012 | 2" 150# WCB/8 BB OS&Y GATE RF HWO WARREN 1155‐8‐624 EPCO SPEC: V-012 | DEALERS
2" GUAL | 2" GUAL CONDUIT OUTLET BOX | DEALERS
2" GUAT | 2" GUAT CONDUIT OUTLET BOX | DEALERS
2" GUAX | 2" GUAX CONDUIT OUTLET BOX | GRAYBAR
2" HALF COLLARS | (blank) | FRANKLIN VAL
2" HALF COLLARS THREADED | (blank) | HOSE OF SOUT
2" HALF COUPLING | 2" 3000# threaded half coupling | HOSE OF SOUT
2" HAMMER UNION | 2" Fig 200 CNC SE Hammer Union @ Brazos MiNoche | SAUNDERS COM
2" HANDLE | Handle 2" Bore & 2R-5M P4129CS | SAUNDERS COM
2" HITCH | 23021 | CITY PIPE
2" HOSE | G210532300050_F Multi-Vapor Yellow 2 X10FT 2 MP X 2 FLG Multi-Vapor GCH EN13765:2010-type1-wp 5bar-30/+80 PP- vapor QUARTER AND YEAR MARKING Polyester PVC coated Yellow PHKC-CC-MALE THREAD 2" NPT PHKC-CCC-FLOAT ASA 150-2"-50MMYellow 2" PP/SS 5BAR
2" HUB | 2" MALE & FEMALE HUB VERTICAL SEAL OFF | VINSON PROCE
2" HX LR90 Y52 | 2" HX LR90 Y52 | SUMMIT
2" INSULATED U-BOLT | ??? | BUTLER & LAN
2" INUSLATED U-BOLT | ??? | BUTLER & LAN
2" I-ROD ONLY | (blank) | LEGACY FLOW
2" LB | 2" LB | LEGACY FLOW
2" MERCER RELIEF VALVE | 91 - 44G11T32BX1 Mercer Material Certificate Mercer Relief Valve Flanged 2‘’ Class 600 X 2‘’ Class 150, G Orifice, Carbon Steel, 15% Glass Filled PTFE, Fluorocarbon and Buna, 316 SS Internals, Closed Cap, Max Capacity of Liquid at Over Pressure 441.1 USGPM, Set @ 1100 PSIG Mercer Material Certification
2" METER | New SC-13-DI Meter | CITY PIPE
2" MICRO MOTION METER | CMF200M418N2BAEZZZ CMF200M MICRO MOTION ELITE CORIOLIS METER, 2 INCH (DN50), 316L STAINLESS STEEL 418 Process Connections: 2-inch CL150 ASME B16.5 F316/F316L Weld neck flange Raised face N Case Options: Standard pressure containment 2 Electronics Interface: 4-wire polyurethane-painted aluminum integral enhanced core processor for remote mount transmitters B Conduit Connections: 1/2-inch NPT - no gland A Approvals: CSA (US and Canada): Class I, Div 1 E Language: English installation manual Z Calibration Options: 0.10% mass flow and 0.0005 g/cc density calibration Z Measurement Application Software: No measurement application software Z Factory Options: Standard product | CITY PIPE
2" MICROMOTION W 5700 | 2" MICROMOTION W 5700 | CITY PIPE
2" MM METER | ??? | CITY PIPE
2" ON 10 TOL 3M | (blank) | CITY PIPE
2" ON 20" STD F52 WOL | (blank)
2" ON 6" XH WOL F52 | (blank) | DAVIS & DAVI
2" OT HOLE SEAL | 2" OT HOLE SEAL | ELLIOTT ELEC
2" PART A | 2"Part A Brass Camlock
2" PART A BRASS | ??? | HAPPY TRAILE
2" PART A CAM GROOVE | ??? | HAPPY TRAILE
2" PIPE | (15) 21' joints, 315' total of PIPE- WELDED 2 .154 SCH 40/STD BLACK ASTM A53 BEV 21 FT IMPORT (NO CHINA)
2" PIPE PADS | 1/4" THK X 90 DEG X 6" WD X 2" P.S. FRP - ETCHED INSIDE
2" PIPE S40 | 2" Welded Pipe S40 | ROSEMOUNT, I
2" PIPE S40 DOMESTIC | 2" Pipe S40 Domestic
2" PLATE BORED TO 3.125" 2X | (blank) | ROSEMOUNT, I
2" PLUG | PLUG- HEX THD 2 FS 3000#/6000# | ROSEMOUNT, I
2" PLUG DISC | ??? | EMERSON PROC
2" PLUG VAVLE | 2" 150# RF BALANCED LUBRICATED PLUG VALVE A216 WCC BODY ENP TRIM PTFE VITON NACE API-6D LEVER OP DAVIS 15FPLW-PB | EMERSON PROC
2" PLUGS | 2" PLUG | CAMERON
2" PVC | 2-IN-PVC-SCHED-40-10FT | DAVIS & DAVI
2" RABBIT EARS | (blank) | DAVIS & DAVI
2" RF ANSI 600# FLANGED PROBE | YZ Model C5-0055 2" RF ANSI 600# Flanged Probe | DAVIS & DAVI
2" RF THD FLG | 2" RF THD FLG | DAVIS & DAVI
2" RUPTURE DISC | ??? | DAVIS & DAVI
2" S160 TEE | (blank) | DAVIS & DAVI
2" S7315F-C2H/1200XT | ??? | DAVIS & DAVI
2" S80 PIPE | 2" S80 Pipe | DAVIS & DAVI
2" SAMPLE PROBE | SP3040804U20 1/2" X 1/4" U2.0" 304SS, .385 BORE SAMPLE PROBE | DAVIS & DAVI
2" SCH 40 BLACK PIPE | (blank)
2" SCH 40 BLACK STRUCTURAL PIPE | (15) 21' joints, 315' total
2" SCH 40 BLK PIPE | (blank) | CAMERON MEAS
2" SCH 40 BLK STRUCTURAL PIPE | (5) 21' joints, 105" total
2" SCH 40 DOMESTIC PIPE | (blank) | VINSON PROCE
2" SCH 40 SMLS DOMESTIC PIPE | (blank) | VINSON PROCE
2" SCH 40/STD DOMESTIC PIPE | (7) 42' DRL joints cut in half for (14) 21' SRL joints, 294' total
2" SCH 40/STD PIPE DOMESTIC | (blank) | VINSON PROCE
2" SCH 40/STD SMLS DOM PIPE | (15) 20' joints, 300' total | VINSON PROCE
2" SCH 80 CS SMLS PIPE | (blank)
2" SCH 80 PIPE | (blank)
2" SCH 80 SMLS PIPE | (blank) | THE SHERWIN
2" SCH160 TEE | (blank) | THE SHERWIN
2" SCH40 BLACK STRUCTURAL PIPE | (blank) | AWC, INC
2" SCH40 BLK STRUCTURAL PIPE | (blank) | CED/CAIN ELE
2" SCH40 STD BLACK WELDED PIPE | PIPE- WELDED 2 .154 SCH 40/STD BLACK ASTM A53 BEV 21 FT IMPORT (NO CHINA) 3.73LB/FT | ELLIOTT ELEC
2" SCH40/STD BLACK PIPE | (blank) | ELLIOTT ELEC
2" SCH40/STD BLK WELDED PIPE | (blank) | CITY PIPE
2" SCH40/STD PIPE | (15) 21' joints | CITY PIPE
2" SCH40/STD WELDED BLACK PIPE | (20) 21' joints, 420' total | CITY PIPE
2" SCH40/STD WELDED BLK PIPE | (15) 21' SRL joints, 315' total | AWC, INC
2" SCH80 XH PIPE | PIPE- SEAMLTSS 2 ,218 SCH 8O/XH AIO6B BTV DRI DOMESTIC 5.03LB/FT | CAMERON MEAS
2" SEAL | 2" Seal | CAMERON MEAS
2" SEAL KIT | J2EPMEPA WVS21050-426 2" AP SEAL KIT WITH TEFLON/VITON-F ORINGS | CAMERON MEAS
2" SEASMLESS PIPE | 120' OF 2" SCH 80 A-106B X42 PSL-2 SMLS PE PIPE DRL MILL LAC .218W 0 5.03# | CAMERON MEAS
2" SET/SCREW | 2" Set/Screw | CAMERON MEAS
2" SOLID PLUG | (blank) | CAMERON MEAS
2" SOLID PLUGS | (blank) | CAMERON MEAS
2" SPECTACLE BLINDS , 150# | 2" SPECTACLE BLINDS , 150# | CAMERON MEAS
2" SQUARE TUBING | 2" SQUARE TUBING .120 **WHITE** 24' | CAMERON MEAS
2" SQUARE TUBING & 2" PIPE | All material on Quote #206202001 | CAMERON MEAS
2" SQUARE TUBING *WHITE* | (blank) | CAMERON MEAS
2" SQUARE TUBING 1/4 *RED* | (5) 20' joints, 100' total | CAMERON MEAS
2" SQUARE TUBING 1/4" *RED* | (blank) | CAMERON MEAS
2" SQUARE TUBING 3/16 | (5) 20' joints, 100' total | CAMERON MEAS
2" SQUARE TUBING 3/16 *GREEN* | (blank) | CAMERON MEAS
2" SS BALL VALVE | 2" SS Ball Valve | CAMERON MEAS
2" SS CAMLOCK | ??? | CAMERON MEAS
2" SS PIPE | 2" S/80S 0.218" PIPE SMLS A312 304/L PE SRL | CAMERON MEAS
2" STD BLACK PIPE | Import approved by Jacob Froman | CAMERON MEAS
2" STD BLACK STRUCTURAL PIPE | (blank) | CAMERON MEAS
2" STD CAP | (blank) | CAMERON MEAS
2" STD LR 90 ELBOW | (blank) | CAMERON MEAS
2" STD PIPE | PIPE- WELDED 2 .154 SCH 40/STD BLACK ASTM A53 | CAMERON MEAS
2" STD PIPE DOMESTIC | (blank) | CAMERON MEAS
2" STD PIPE TBE | 2" STD PIPE TBE | CAMERON MEAS
2" STD STRUCTURAL BLK PIPE | (blank) | CAMERON MEAS
2" STD TEE | 2" STD TEE | CAMERON MEAS
2" STD THD 90'S | 2" STD THD 90'S | CAMERON MEAS
2" STD WELDED PIPE | PIPE- WELDED 2 .154 SCH 40/STD BLACK ASTM A53 T&C 21 FT IMPORT (NO CHINA) | CAMERON MEAS
2" STD. 90S | ELBOW- 90 LR BW 2 STD A234 WPB DOMESTIC | CAMERON MEAS
2" STD. PIPE | (blank) | CAMERON MEAS
2" STRUCTURAL PIPE | (blank) | CAMERON MEAS
2" SWAGE | (blank) | CAMERON MEAS
2" SWING CHECK VALVE | ??? | CAMERON MEAS
2" T FM7 CONDUIT BODY | (blank) | CAMERON MEAS
2" TAYLOR RELIEF | Taylor Valve Safety Relief, 8250 Series, 2“ Body, H Orifice, Flanged, 2” Inlet Flange Pipe Size 600# RFF x 2“ Outlet Flange Pipe 150# RFF, Closed Top, Teflon Seat Viton O-rings, 1001-1600 PSIG Spring Range, 1005 GPM, For Liquid Service, Set At 1100 PSIG | CAMERON MEAS
2" TB FM7 CONDUIT BODY | (blank) | CAMERON MEAS
2" TEE | TEE- BW 2 XH A234 WPB DOMESTIC | CAMERON MEAS
2" THD 90 | 2" Thd 90 3000# | CAMERON MEAS
2" THD BALON BALL VALVE | 2F-F3MN-SE 2" 3000# C/S THD BALON BALL VALVE (NACE) | CAMERON MEAS
2" THD BALON CV | 2" Balon Check Valve | CAMERON MEAS
2" THD FLANGE | ??? | CAMERON MEAS
2" THD HALF COUPLING | COUPLING- HALF THD 2 FS 3OOO# | CAMERON MEAS
2" THD PLUG | 2" thd plug | CAMERON MEAS
2" THD SS BALL VALVE 1000# | ??? | CAMERON MEAS
2" THD UNIONS | 2" Thd Unions 3000# | CAMERON MEAS
2" THRD O-LET | 2" THRD O-LET ON 3" PIPE, 3000# 316SS | CAMERON MEAS
2" TITAN STRAINER | TITAN DS696CS-2” 150# RF FLANGED END DUPLEX STRAINER, CARBON STEEL BODY, (2) 1/16” PERF, 304SS BASKETS INSTALLED | CAMERON MEAS
2" TO 1 1/4" BUSHING | (blank) | CAMERON MEAS
2" TRUNNION | 2" CAMERON WELDED BODY TRUNNION, 800101-1-216 150# CS T31 FP B VLV RF B:LF2 T:CS/3MM ENP LH NACE API 6D CSA NDE LPAST INCLUDES DRAIN VALVE S3FSSPFSLTT050, VALVE BALL QVA S3-SS SERIES .50 INCH SEAL | CAMERON MEAS
2" UBOLT | UBOLT- 2 X 3/8 STOCK GALVANIZED POLYSHRINK COATED W/ROD 4 HEX NUTS | CAMERON MEAS
2" U-BOLTS WITH BLACK COVER | and I-Rods | CAMERON MEAS
2" VALVCON | ??? | CAMERON MEAS
2" VALVES | WB-TH-0200-CXX 2" WELL HEAD BLOCK AND BLEED VALVE, 2 PIECE, FULL PORT, 2000 WOG, CF8MJ BODY AND END CAPS, SS316 BALL AND STEM, NPT THREADED ENDS, CTFE SEATS, NACE WITH 1/4" BLEED VALVE WELDED TO MAIN BODY XTO Job# 21416, 21417, 21466, 21467 and Battalion Job# 21418 | CAMERON MEAS
2" VIC DIVERT VALVE | Model# H11V734JXA2F1, Asco 2” Victaulic end divert valve assembly with H11 actuator, divert thru the bottom port, for pressures to 50 psig | CAMERON MEAS
2" WARREN | 2" 150# RF FP WCB BODY F316SS TRIM RTFE FLOATING BALL FIRE SAFE LEVER OP WARREN 6155FS-TR | CAMERON MEAS
2" WARREN BALL VALVE | 2" 150# RF FP WCB BODY F316SS TRIM RTFE FLOATING BALL FIRE SAFE LEVER OP WARREN 6155FS-TR | CAMERON MEAS
2" WELD CAP | (blank) | CAMERON MEAS
2" WHEATLEY CHECK VALVE | VALVE, CHECK, SWING 2 IN (50 MM), FLANGED RAISED FACE, WHEATLEY, 510, ANSI 150 (20 PN), 290 PSI (20 BAR) MOP, BODY ASTM A216 WCC, A351 CF8M CLAPPER, A216 WCC SEAT, BUNA PC SEALS,BUNA PC BONNET SEAL,API 6D, NACE MRO175 2002, 290 PSI (20 BAR) @ ‐20 F(‐28.8 C), 245 PSI (16.8 BAR) @ +250 F(+121.1 C), INTEGRAL SEAT | CAMERON MEAS
2" WKM BALL VALVE | VALVE, BALL, FLOATING, 2 IN (50 MM) X 2 IN (50 MM), FLANGED RAISED FACE, WKM 320F, ANSI 600 (100 PN), 1500 PSI (103 BAR) MOP, 750 PSI (52 BAR) MOP AT MAX TEMP, TRIM 24-CTF-23, CARBON STEEL BODY, 316/316L SS BALL, 316/316L SS STEM, HI-PERFORMANCE PTFE SEAT, PTFE PACKING, WRENCH WITH LOCK DEVICE LESS LOCK, API 607, B16.34, -20 F (-29 C) - +300 F (+149 C),LONG PATTERN, ADJUSTABLE STEM PACKING | CAMERON MEAS
2" X 1 1/2" STD. SWAGE | (blank) | CAMERON MEAS
2" X 1 1/2" SWAGES STD. | (blank) | CAMERON MEAS
2" X 1" BUSHINGS | ??? | CAMERON MEAS
2" X 1" RF FLANGE | threaded Flange 150# RF | CAMERON MEAS
2" X 1" STD BUSHING | 2" X 1" STD BUSHING | CAMERON MEAS
2" X 1" STL HX BUSHING | (blank) | CAMERON MEAS
2" X 1" THREADED BUSHING | (blank) | CAMERON MEAS
2" X 1" XH CONC | (blank) | CAMERON MEAS
2" X 1" XH CONC REDUCER | (blank) | CITY PIPE
2" X 1" XH CONC SWAGE | (blank) | FMC TECHNOLO
2" X 1" XH TEE | (blank) | JET SPECIALT
2" X 1" XXH CONC SWAGE BLE TSE | (blank) | JET SPECIALT
2" X 1" XXH CONC SWAGE WPB BXT | (blank) | HAMILTON ENG
2" X 1.5" XH CONC | (blank) | HAMILTON ENG
2" X 1.5" XH CONC REDUCER | (blank) | ELLIOTT ELEC
2" X 1.5" XH ECC RED | (blank) | GRAYBAR
2" X 1/2" BUSHING | (blank) | ROSEMOUNT, I
2" X 1/4" SQUARE TUBING *RED* | (5) 20' joints, 100' total | EMERSON PROC
2" X 10" TBE NIPPLES | 2" x 10" TBE Nipples | EMERSON PROC
2" X 12" XXH NIPPLE | (blank) | ROSEMOUNT, I
2" X 12" XXH NIPPLE THD | (blank) | EMERSON PROC
2" X 16" 3000# TOL | Bonney Forge taper bore design | ROSEMOUNT, I
2" X 18-12 3M TOL | (blank) | ELLIOTT ELEC
2" X 18-12 3M TOL A105 | (blank) | ELLIOTT ELEC
2" X 2 1/2" S160 NIPPLES | (blank) | ZONE INDUST
2" X 2" 150# WKM BALL VALVE | ??? | ROSEMOUNT, I
2" X 3" S160 NIPPLES | (blank) | ROSEMOUNT, I
2" X 3/4" THREADED HEAD BUSHING | ??? | ROSEMOUNT, I
2" X 3-2.5 STD WOL | (blank) | ROSEMOUNT, I
2" X 36-8 STD WOL | (blank) | ROSEMOUNT, I
2" X 36-8 XH WOL | (blank)
2" X 4" S160 NIPPLES | (blank) | ROSEMOUNT, I
2" X 4" TAGS | Custom Write on Tags, 2x4 prtd bk ink 2 sides with brass eyelet | ROSEMOUNT, I
2" X 6" S160 NIPPLES | (blank)
2" X 60YD RED TAPE | 2" x 60YD Red Tape | EMERSON PROC
2" X 6-4 3M TOL | (blank) | EMERSON PROC
2" X CLOSE GALV NIPPLE | 2" X Close galv nipple
2" X CLOSE XH NIPPLES | 2'' X CLOSE XH SEAMLESS PIPE NIPPLE
2" XH 90 | 2" XH 90
2" XH BEV SMLS PIPE | (blank) | REXEL
2" XH CAP | (blank)
2" XH CROSS | (blank)
2" XH LR 45 ELBOW | (blank)
2" XH LR 90 ELBOW | (blank)
2" XH LR BW 90 ELBOW | (blank)
2" XH LR ELBOW | (blank)
2" XH PIPE | (12) 20' joints, 240' total
2" XH PIPE DOMESTIC | (5) 20' joints | ZONE INDUST
2" XH SMLS DOMESTIC PIPE | DRL's cut in half
2" XH SMLS PIPE | 40' for each job, 80' total
2" XH TEE Y52 | (blank)
2" XH WELD CAP | 2" XH WELD CAP | BASIN ENGINE
2" XH WELD CROSS | (blank) | HI PLAINS
2" XH X42 SMLS PIPE | 5' joint | HI PLAINS
2" XH X52 ERW PIPE | (blank) | HI PLAINS
2" XH Y52 LR 90 ELBOW | (blank) | AMOT CONTROL
2" XH Y52 TEE | (blank) | CAMERON MEAS
2" XHVY WELD TEE | 2" XHVY WELD TEE | L6 INC
2"/3" 150 DURASEAL SEAL KIT | 2"/3" 150 DuraSeal Seal Kit P/N: SK1V | L6 INC
2"/3" 150 DURASEAL SLIPS | 2"/3" 150 DuraSeal Slips P/N: R-18-101CNV
2"/3" SEAL KIT | 2"/3" 150 DuraSeal Seal Kit P/N: SK1V | ELLIOTT ELEC
2"/3" SLIPS | 2"/3" 150 DuraSeal Slips P/N: R-18-101CNV (Priced per Slip) | SUMMIT
2"150# WARREN BALL VALVE | WARREN21506155FS | THE SHERWIN
2"150# WHEATLEY CHECK VALVE | VALVE, CHECK, SWING 2 IN (50 MM), FLANGED RAISED FACE, WHEATLEY, 510, ANSI 150 (20 PN), 290 PSI (20 BAR) MOP, BODY ASTM A216 WCC, A351 CF8M CLAPPER, A216 WCC SEAT, BUNA PC SEALS,BUNA PC BONNET SEAL,API 6D, NACE MRO175 2002, 290 PSI (20 BAR) @ -20 F(-28.8 C), 245 PSI (16.8 BAR) @ +250 F(+121.1 C), INTEGRAL SEAT | ELLIOTT ELEC
2"X27' RATCHET STRAP | (blank) | ELLIOTT ELEC
2"X3" X 13"PUMP SKID | ??? | L6 INC
2,700 AL XHHW #700 WIRE | Job # 21109-10 Charge back to moms meals | WL WALKER CO
2.00-4E-31C8M10F | 2" ANSI 150 RF 4E Valve swing check valve, A351 CF8M SS body and hinge, F316 SS disc/gasket/pin/plug, F316+Flex Graphite bonnet gasket | THE SHERWIN
2.00-4E-41C8M16RGF-2F | 2" ANSI 150 RF FP 4E Valve floating ball valve, 2PC A351 CF8M 316 SS body and packing gland, A182-F316 SS ball, 316 SS stem, RPTFE seats, 316 SS + Graphite body gasket, PTFE thrust washer, Graphite packing, lever operator, ISO 5211 mounting pad, API 607 firesafe, API 6D design | THE SHERWIN
2.5" 150# GASKET W/CGI | (blank) | AUSTIN HARDW
2.5" 150# RFWN XH FLANGE | (blank)
2.5" 150#RFWN XH FLANGE | (blank) | HATFIELD AND
2.5" F, 316SS CASE SS INTERNAL | 2.5" F, 316SS CASE SS INTERNALS 1/4" LM, 0-15 PSI, LF OCI INDUSTRIAL GAUGE | CAMERON MEAS
2.5" GAUGE 1/4" NPT | 2.5" Face 0-1500 PSI Gauge | CAMERON MEAS
2.5" SCH40 BLK STRUCTURAL PIPE | (blank) | JET SPECIALT
2.5" STD PIPE | (blank) | FMC TECHNOLO
2.5" X 2" XH CONC REDUCER | (blank) | BRICE CO
2/0 1H COMP LUG | (blank) | BRICE CO
2/0 AWG 2H COP LUG | (blank) | CAMERON MEAS
2/0-19 BARE COPPER | 2/0-19 Bare Copper | INSTRUMENT M
2’’ 1/2 COUPLING | 2" half coupling | JET SPECIALT
2’’ ELL 90 LR XH | 2’’ ell 90 lr xh | CITY PIPE
2’’ FLG WN 600LB RF XH | 2’’ flg wn 600lb rf xh | CITY PIPE
2’’ FLG WN RF 150LB STD | 2’’ FLG WN RF 150LB STD | CITY PIPE
2’’ FLG WN RF 600LB XH | 2’’ flg wn rf 600lb xh
2’’ FLG WNFF 600LB XH | 2’’ FLG WNFF 600LB XH | CITY PIPE
2’’ FLG WNFF XH | 2’’ FLG WNFF XH | MOODY PRICE
2’’ FLG WNRF 150LB STD | 2’’ FLG WNRF 150LB STD | RAWSON
2’’ HALF COUPLING | 2’’ half coupling | BRICE CO
2’’ PIPE SCH 80 | 221.6 Feet of 2’’ pipe sch 80
2’’ PIPE STD | 2’’ PIPE STD
2’’ SOCKET FLG 150LB XH RF | 2’’ socket flg 150lb xh rf | REXEL
2’’ X 12’’ XXH NIPPLES | 2’’ x 12’’ xxh Nipples | GARDNER DENV
2’’X1’’ 3000LB T-O-L | Bonney Forge taper bore design | GARDNER DENV
2’’X1’’ SWAGE XXH BLE X TSE | (blank) | GARDNER DENV
2” 150 FISHER MODEL CT-88 | ??? | GARDNER DENV
2” 150# RF PAPER GASKETS | 2” 150# RF paper gaskets | GARDNER DENV
2” 150# BLEED RING WITH ½” HOLE | 2” 150# bleed ring with ½” hole | GARDNER DENV
2” 150# BLINDS WITH A ¾” TAP | 2” 150# blinds with a ¾” tap | CORDYNE, INC
2” 150# FF PAPER GASKETS | (blank) | RO-FLO COMPR
2” 150# FRANKLIN | ??? | TULCO OILS
2” 150# GASKETS | 2” 150# gaskets with interring | GARDNER DENV
2” 150# GASKETS NO INTER RING | 2” 150# gaskets no inter ring
2” 150# GASKETS NO INTERRING | 2” 150# gaskets no interring
2” 150# JFLOW WITH LADCWX | 2” 150# Jflow # DM3T RF, 3-way, T port, carbon steel body, 316SS trim, super TFM seats & seals 304SS fasteners mounted to a Valvcon LADCWX series 1000 in.lb electric actuator w/ 4-20 MA or 0-10VDC position feedback, battery backup, 2 auxiliary limit switches, universal power, holding brake, heater/thermostat, handwheel override, visual indicator, mounting bracket & coupler fully assembled & tested
2” 150# PAPER GASKET | 2” 150# Paper Gasket | CITY PIPE
2” 150# PBV BALL VALVE | ???
2” 150# RF BLINDS | 2” 150# RF blinds | MIDSTREAM VA
2” 150# RF PAPER GASKETS | (blank)
2” 150# RF THREADED FLANGES | 2” 150# RF threaded flanges
2” 150# RINGS | 2" 150# SPACER RING, SA516-70 - 4.00" OD x 2-3/8" ID x 5/8" THK - SERRATED FINISH 125-250 AARH. - PROVIDED WITH ONE COAT OF SHOP PRIMER (FLAT BLACK)
2” 150# THD FLANGE | 2” 150# thd flange
2” 150# THREADED FLANGES | 2” 150# threaded flanges | CAMERON MEAS
2” 3/600# GASKETS | 2” 3/600# Gaskets
2” 3/600# WAFER CHECK VALVES | 2” 3/600# wafer check valves
2” 300# UNION ADAPTER | 2” 300# Union Adapter to RF Flange | SUMMIT
2” 300# BLINDS | 2” 300# blinds | EMERSON PROC
2” 300# CGI GASKETS | 2” 300# CGI Gaskets | EMERSON PROC
2” 300# FF PAPER GASKETS | 2” 300# FF paper gaskets | EMERSON PROC
2” 300# RF THREADED FLANGES | 2” 300# RF threaded flanges | EMERSON PROC
2” 300# XHWN | 2” 300# XHWN Marathon Job# 21194 | EMERSON PROC
2” 300/600 GASKETS | 2” 300/600 gaskets with interring | MICRO MOTION
2” 300/600# GASKETS | 2” 300/600# gaskets no inter ring
2” 3000# HALF COLLARS | 2” 3000# half collars
2” 3000# THREADED 90’S | ELBOW- 90 THD 2 FS 3000# | MIDWEST HOSE
2” 3000# THREADED T’S | 2 3000# threaded T’s | HATFIELD AND
2” 600# BLEED RING WITH ½” TAP | 2” 600# bleed ring with ½” tap
2” 600# BLINDS | 2” 600# blinds | ROSEMOUNT TA
2” 600# GASKETS | 2” 600# gaskets with out interring
2” 600# GASKETS NO INTER RING | 2” 600# gaskets no inter ring
2” 600# GASKETS NO INTERRING | 2” 600# gaskets no interring | SUMMIT
2” 600# NO INNER RING | 2” 600# no inner ring
2” 600# PISTON CHECK VALVES | 2” 600# Piston Check valves | ELLIOTT ELEC
2” 600# RF BLIND FLANGE | 2” 600# RF Blind Flange | CHEMTEC
2” 600# RF BLIND W/1” THD TAP | (blank) | ELLIOTT ELEC
2” 600# UNION ADAPTER | 2” 600# Union Adapter to RF Flange | HELIOS PSC
2” 90’S 2000# THREADED | 2” 90’s 2000# threaded
2” 90’S 3000# THREADED | 2” 90’s 3000# threaded | AWC, INC
2” BRUSHES | 2” brushes | AWC, INC
2” BUTTERFLY VALVES | ??? | ELLIOTT ELEC
2” C-6830-71-2236-GH-NL | Valve Ball PBV 6800 Series 2.00 Inch 2pc Trunnion CL 300 FP RF LO WCB/WCC Body SS Trim G/ PTFE Seats HNBR Seals API 6D NACE Firesafe | FASTENAL
2” EXTRA HEAVY WELDED 90’S | 2” Extra heavy welded 90’s | DK CONTROLS
2” FF 150 PAPER GASKETS | 3” FF 150 paper gaskets | DEALERS
2” FULL COLLARS | 2” full collars Galvanized | ELLIOTT ELEC
2” HALF COLLARS | 2” half collars | ELLIOTT ELEC
2” LATEROLET 3000# | (blank) | DEALERS
2” SCH 80 ELBOW 90 | (blank) | ELLIOTT ELEC
2” SOLID PLUGS | 2” Solid plugs | ELLIOTT ELEC
2” T’S 2000# THREADED | 2” T’s 2000# threaded | ELLIOTT ELEC
2” THD BULL PLUGS | 2” thd Bull Plugs
2” THREADED 90’S 2000# | 2” Threaded 90’s 2000# | ENVENT TECH
2” THREADED HALF COLLARS | 2” threaded half collars | SUMMIT
2” THREADED T’S 2000# | 2” Threaded T’s 2000#
2” TREADED HALF COLLARS | 2” treaded half collars
2” U-BOLTS | 2” U-bolts with black cover and I-rods | VINSON PROCE
2” U-BOLTS WITH I-ROD | 2” U-bolts with I-Rod | ELLIOTT ELEC
2” UNION AND PLUG | ??? | ELLIOTT ELEC
2” X ½” BUSHING | 2” x ½” bushing | ELLIOTT ELEC
2” X ½” BUSHINGS | 2” x ½” bushings
2” X ½” RED TEE 3000# | 2” x ½” red tee 3000#
2” X ½” THREADED BUSHINGS | 2” x ½” threaded bushings | CITY PIPE
2” X 1 ½” 150# THD FLANGE SS | 2” x 1 ½” 150# threaded flange SS | ELLIOTT ELEC
2” X 1 ½” BUSHING | 2” x 1 ½” bushing | DAVIS & DAVI
2” X 1 ½” BUSHINGS | 2” x 1 ½” bushings
2” X 1 ½” XH SWAGE | 2” x 1 ½” XH swage | ELLIOTT ELEC
2” X 1” BUSHINGS | 2” x 1” bushings | ELLIOTT ELEC
2” X 2 ½” S160 NIPPLES | 2” x 2 ½” S160 threaded nipples
2” X 3 ½” NIPPLES | 2” x 3 ½” S160 nipples | SCULLY SIGNA
2” X 3 ½” S160 THREADED NIPPLES | 2” x 3 ½” S160 threaded nipples | SCULLY SIGNA
2” X 3 ½” S80 NIPPLES | 2” x 3 ½” S80 nipples | VANZANDT CON
2” X 3” S160 THREADED NIPPLES | 2” x 3” S160 threaded nipples
2” X 3” S160 THREADED NIPPLES | 2” x 3” S160 threaded nipples | THE REYNOLDS
2” X 4” NIPPLES | 2” x 4” S160 nipples | ELLIOTT ELEC
2” X 4” S160 THREADED NIPPLES | 2” x 4” S160 threaded nipples | ELLIOTT ELEC
2” X 4” S80 NIPPLES | 2” x 4” S80 nipples | MIDCO MACHIN
2” X 6” S160 THREADED NIPPLES | 2” x 6” S160 threaded nipples | MIDCO MACHIN
2” X 6” S80 NIPPLES | 2” x 6” S80 nipples | DEALERS
2” XH SMLS X52 | Include MTRs | MICRO MOTION
2”THREADED HALF COLLARS | 2”threaded half collars | MICRO MOTION
20 -45003086 | ???
20' 1 1/2"X8" FLAT PLATE | All material on Quote #1202201901 | MICRO MOTION
20 150 GROVE BV | ???
20'' 15020 FLANGE | 20'' 15020 Flange <> D = 2' - 4'' 20 D = 2 - 4
20'' 2024 - BIR | 20'' 2024 - BIR <> D = 2' - 4'' 20 D = 2 - 4 | MICRO MOTION
20'' 60020 FLANGE | 20'' 60020 Flange <> D = 2' - 4'' 20 D = 2 - 4 | MICRO MOTION
20 AL XHHW #4 WIRE & CABLE | Job # 21109-10 Charge back to moms meals
20 AMP POWER SUPPLIES | ??? | EMERSON PROC
20 GALLON SAMPLE POT FAB | (blank)
20' GASKET | 20" 300# LAMONS SW INNER RING 304, CS OUTER RING, GRAPHITE FILLED | EMERSON PROC
20 HP VFD | 20HP VFD 460V 3PH, NEMA 3R WALL MOUNT ENCLOSURE 41X24X12, MAIN CIRCUIT BREAKER DISCONNECT WITH PAD LOCKABLE THROUGH THE DOOR OPERATOR, SCHNEIDER VARIABLE TORQUE ATV630 VFD, CONTROL POWER TRANSFORMER WITH PRIMARY AND SECONDARY PROTECTION, HOA SWITCH, LIGHTNING ARRESTOR, FAULT RESET PUSHBUTTON, TERMINAL STRIP FOR FIELD CONNECTIONS, DRY CONTACT FOR CUSTOMER USE, KEYPAD DOOR MOUNTED WITH WEATHER COVER, 24/7 PHONE SUPPORT UL 508 LABEL, LAMINATED SCHEMATICS. | MICRO MOTION
20' OF 1" 14 GU SQUARE TUBING | (blank) | MICRO MOTION
20' OF 1/2" 16 GU SQUARE TUBING | (blank) | MICRO MOTION
20" 150# RFWN, A105, STD FLANGE | 20" 150# RFWN, A105, STD flange wtih MTRs | EMERSON PROC
20" 150# BUTTERFLY VALVE | ???
20" 150# CHECK VALVE | ??? | SUMMIT
20" 150# FRANKLIN | ??? | CHEROKEE M&C
20" 150# GASKET | (blank) | THE SHERWIN
20" 150# GASKET NO INNER RING | (blank) | ELLIOTT ELEC
20" 150# GATE VALVE | ??? | HATFIELD AND
20" 150# RF BLIND FLANGE | (blank) | HATFIELD AND
20" 150# STRAINER | ??? | HATFIELD AND
20" 300# CGI 304 SS GASKET | 20" 300# CGI 304 SS Gasket
20" 300# CGI GASKET | (blank)
20" 600# GASKET | (blank)
20" STD LR Y52 ELBOW | Domestic
20" STD X52 PIPE | (blank) | THE SHERWIN
20" STD X52 SMLS PIPE | (1) 20' joint split between (2) jobs | THE SHERWIN
20" X 16" STD TEE | ??? | THE SHERWIN
20" X52 ERW PIPE | 40' total split between two projects | THE SHERWIN
20" STD WALL, A106GR B PIPE | 20" STD WALL, A106GR B pipe with MTRs | THE SHERWIN
20’ ¾” S160 TENARIS PIPE | 20’ ¾” S160 pipe PTC alignment with MTR | THE SHERWIN
20’ 1” S160 TENARIS PIPE | 20’ 1” S160 Michigan Seamless Tubing pipe with MTR | THE SHERWIN
20” 300# GASKETS | 20” 300# gaskets with interring | THE SHERWIN
20” GAS/ OIL SEPARATOR | 20” OD X 55” S/S Gas/ Oil Separator 20” OD X 55” s/s x 235 psig vertical gas oil separator, blind flange closure with outlet, carbon steel. GS22391 | THE SHERWIN
20” O.D. X 60” SCRUBBER | 20” O.D. x 60” S/S VT SCRUBBER Includes Engineering Option | THE SHERWIN
20” O.D. X 70” SEPARATOR | 20” O.D. x 70” S/S VT OIL / GAS SEPARATOR Includes Engineering Option | THE SHERWIN
20” SUCTION SCRUBBER | 20” OD X 55” S/S Suction Scrubber 20” OD X 55” s/s x 212 psig vertical suction scrubber, blind flange closure with outlet, carbon steel. SS22524 | THE SHERWIN
200 632S 3/4 STL S/SCR EMT | Job # 21109-10 Charge back moms meals | THE SHERWIN
200 642S 3/4 STL S/SCR EMT | Job # 21109-10 Charge back to moms meals | THE SHERWIN
200 CONDUIT 1-IN GALV | Job # 21109-10 Charge back to moms meals | THE SHERWIN
200 CU-XHHW #1 | Job # 21109-10 Charge back to moms meals | THE SHERWIN
200 HANDWHEEL OPERATOR | 200 Handwheel Operator for 4" 150 Coupling pin included | THE SHERWIN
2000# FIG 206 HAMMER UNION | (blank) | THE SHERWIN
2000# GAUGE | ??? | THE SHERWIN
200-400 | 4in Fig 200 Threaded Hammer Unions | THE SHERWIN
200-600 | 6 Fig.200 Thd. Hammer Union | THE SHERWIN
200615-01 | 200615-01 Dwyer Clamp and Cable only | THE SHERWIN
200615-01 DWYER CLAMP | 200615-01 Dwyer Clamp and Cable only | THE SHERWIN
2006HLS02 | 1/4" 2,000 PSI MAKO ball valve, FP, 2 pc SS body, RTFE seat, 316 SS ball, NACE | THE SHERWIN
2006HLS04 | 1/2" 2000 PSI MAKO ball valve, FP, 2 pc SS body, RTFE seat, 316SS ball, NACE | THE SHERWIN
200-A-AL | 200-A-AL | THE SHERWIN
200-D-AL | 200-D-AL | THE SHERWIN
200HP VFD | ???
20-1/2" .065 TUBING | SMLS31608065 1/2" OD X .065" WALL 316SS SEAMLESS SS TUBING. Medallion 21146-01 | ADVANCED SEN
20-1/2" .065 XW TUBING | 1/2" .065 WALL SS TUBING SMLS31608065 1/2" OD X .065" WALL 316SS SEAMLESS TUBING Medallion 23488-01 thru 23494-01 | SCULLY SIGNA
20-10000 | SS TUBING MALE CONNECTOR 1" TUBE X 1" MNPT SS-1610-1-16 SWAGELOK
20-10005 | TYLOK 1/2" x 1/4" Male NPT straight connector 316SS Dual Ferrule SS8DMC4 | DEALERS
20-10015 | 1/2 T" x 1/4" 90 Male NPT elbow 316SS Dual Ferrule tube fitting SS8DME4 BI-LOK | KS SUPPLIES
20-10035 | 3/8" Bulkhead Union SS6DBHU TYLOK | UP&S, INC
20-10045 | 3/8" T x 1/2" Male NPT Elbow 316SS Dual Ferrule TYLOK tube fitting SS6DME8 TYLOK | UP&S, INC
20-10055 | 3/8" T x 1/2" Male NPT Straight Connector 316SS Dual Ferrule TYLOK tube fitting SS6DMC8 TYLOK | SLATER CONTR
20-10060 | 1/2" x 1/2" Bulkhead Union 316SS Dual Ferrule TYLOK Tube Fitting SS8DBHU TYLOK | ENERGY SALES
20-10075 | 1/2"T X 3/8" Male NPT Straight Connector 316ss Dual Ferrule TYLOK tube fitting SS8DMC6 TYLOK | KIM KOOL
20-10080 | 1/2"T X 3/8" Male NPT Straight Connector 316ss Dual Ferrule BI-LOK tube fitting SS8DMC6 BI-LOK | MOTION INDUS
20-10090 | 1/2"T x 3/4" MNPT Elbow 316ss SS8DME12 BI-LOK | MOTION INDUS
20-10095 | 1/2"T x 3/4" Male NPT Straight Connector 316ss Dual ferrule TYLOK tube fitting SS8DMC12 TYLOK | MOTION INDUS
20-10105 | 3/8"T x 3/8" Male NPT Straight Connector 316ss dual ferrule TYLOK tube fitting SS6DMC6 TYLOK | HI PLAINS
20-10120 | 3/8"T x 1/4" Male NPT Elbow 316ss dual ferrule TYLOK tube fitting SS6DME4 TYLOK | HI PLAINS
20-10130 | 1/2"T x 1/2" Female NPT elbow 316ss BI-LOK tube fitting DLF-8-8-S-S BI-LOK | HI PLAINS
20-10135 | 3/8" x 1/4" Male NPT straight connector 316ss dual ferrule TYLOK tube fitting SS6DMC4 | CEBALLOS FAB
20-10139 | SS-4CP2-1/3 SWAGELOK VACUUM 1/4" MNPT CHECK VALVE | CEBALLOS FAB
20-10140 | SS-4CPA2-3 SWAGELOK ADJUSTABLE CRACKING PRESSURE 3-50 PSI, 1/4" MNPT Part to Include (1) each P-4CP4-K12-RD Red Deflector Cap for CP & CPA Check Valves 1/4"MNPT | SEVILLE INDU
20-10141 | P-4CP4-K12-RD Red Deflector Cap for CP & CPA Check Valves 1/4"MNPT | SLATER CONTR
20-10145 | 1/2"T x 1/2"T union Tee 316ss dual ferrule TYLOK tube fitting SS8DTTT8 TYLOK | BRICE CO
20-10146 | 1/2"T x 1/2"T union Tee, 316 SS triple ferrule Swagelok tube fitting SS-810-3 | ENERGY SALES
20-10150 | 1/2"T x 1/2" male NPT elbow 316ss dual ferrule TYLOK tube fitting SS8DME8 TYLOK | ENERGY SALES
20-101502 | 1/2"T x 1/2" male NPT elbow 316ss dual ferrule TYLOK tube fitting SS8DME8 TYLOK | ENERGY SALES
20-10160 | 1/2"T x 1/2" Male NPT Straight connector 316ss dual ferrule TYLOK tube fitting SS8DMC8 TYLOK | BRICE CO
20-10170 | Ball valve, 1/2" 316ss, 2000#psi self lock handle, Full Port BVSF0502000 C&C VALVES | ESQUAREDI IN
20-10175 | 3/8"T x 1/4" Tube Stub to female NPT Adapter 316ss BI-LOK tube fitting DHC-6-4-SS BI-LOK | EADS DISTRIB
20-10200 | 1/2" Tube x 1/2" male pipe 90 SS-810-2-8 SWAGELOK | JEMA
20-10205 | 1/2" Tube x 1/2" Male pipe SS-810-1-8 SWAGELOK | PERMIAN VALV
20-10230 | 3/8"T x 1/8" Male NPT straight connector 316ss dual ferrule SS6DMC2 TYLOK | PERMIAN VALV
20-10240 | 3/8" Tubing Plug 316ss DBA6 BI-LOK | GAS EQUIPMEN
20-10250 | 3/8" Union Tee SS-600-3 SWAGELOK | GAS EQUIPMEN
20-10255 | 1/2"T x 1/2"T 5000psi, 316ss, KEL-F, SEAL SS8DTT88K TYLOK | LEGACY FLOW
20-10260 | 1/2"T x 1/2"T 90 Union Elbow 316ss DLA8 BI-LOK | KIMRAY INC.
20-10263 | 1/2" FNPT x 1/2" FNPT HIGH PRESSURE CHECK VALVE, #100 PSI SPRING, 4600 PSIG, S.S. MFG PN: SHCV2-F-8N-100P-S316 | MACHINERY MO
20-10265 | 1/2" T x 1/2" T 1# CRACKING Press, 6000# psi, 316ss, Check Valve, Viton Seal SHCV2S81PS316 SUPERLOCK | MACHINERY MO
20-10275 | 1/2" Cap 316ss, OD Tubing SS-810-C SWAGELOK | MACHINERY MO
20-10280 | 3/8" Tube OD x 1/2" Male NPT SS-600-1-8 SWAGELOK | LEGACY FLOW
20-10285 | 3/8" Tube OD x 1/4" Male NPT SS-600-1-4 SWAGELOK | LEGACY FLOW
20-10310 | 1/4" Hex Nipple, 316ss Instrumentation Fitting SSIP04X00HX TYLOK | LEGACY FLOW
20-10315 | 1/4" Male Hex Plug. 316ss, 3M SS0304XHXP TYLOK | LEGACY FLOW
20-10320 | 1/4" FEMALE 90deg. Hex Elbow 316ss Instrumentation Fitting SSIP04XF90 SWAGELOK | LEGACY FLOW
20-10330 | 1/2" Female Couling, 316ss, 3M SS0308XCPG TYLOK | LEGACY FLOW
20-10335 | 1/2" X 2.0" Round Nipple, 316ss SCHD. 80 SS0308X0200 TYLOK | LEGACY FLOW
20-10340 | 1/2" X 3.0" Round nipple, 316ss, SCHD. 80 SS0308X0300 TYLOK | FLUID POWER
20-10345 | 1/2" x 1/4" Bushing, 316ss, 3M SS0308XRB04 TYLOK | LEGACY FLOW
20-10350 | 3/4" X 1/4" Bushing, 316ss, 3M SS312XRB04 TYLOK | HATFIELD AND
20-10353 | 1/4" X 1/8" BUSHING 316SS, 3M SS0304XRB02 | KIMRAY INC.
20-10355 | 3/4" X 1/2" Bushing/ 316ss, 3M SS0312XRB08 TYLOK | VINSON PROCE
20-10375 | 1.0" X 3/4" Bushing, 316ss, 3M SS0316XRB12 TYLOK | HATFIELD AND
20-10380 | 1/2" OD TUBE, 316ss, Single Line clamp TCS8SS TYLOK | KIMRAY INC.
20-10385 | 1/2" OD TUBE #2, 316ss, Gang Clamp w/Black plate TCG82SS TYLOK | BRAY PROCESS
20-10390 | 1/2" DUAL FERRULE SET (10 PER STICK) 316ss TYLOK SSDCSET810 | DYKMAN ELEC
20-10410 | 1/2" T X 1/4" Female NPT Elbow 316SS Dual Ferrule SS-8-DFE-4 TYLOK | MOTOR CONTRO
20-10415 | 3/8" TUBING CV SET #25PSI 3/8"TX3/8"T 25# CRACKING PRESS, 6000# PSI 316SS, CHECK VALVE, VITON SEALS SHCV2-S-6-25P-S316 SUPERLOK | AWC, INC
20-10420 | 3/8" Tubing Cap 316SS DCA6 BiLok Tubing Fitting | BRICE CO
20-10440 | 3/8"MALE x 1/4" FEMALE REDUCE BUSHING 316SS, 3M S0306XRB04 | BRICE CO
20-10445 | 1/2" Tube x 3/8" Tube Fitting Reducing Union SS-810-6-6 SWAGELOK | ELLIOTT ELEC
20-10450 | 1/4" FEMALE 90 DEG. HEX ELBOW 316ss FITTING SSIP04XF90 KOR-LOK | CED/CAIN ELE
20-10455 | 3/8" T X 1/4" FEMALE NPT ELBOW 316SS DUAL FERRULE TUBE FITTING SS6DFE4 TYLOK | ELLIOTT ELEC
20-10480 | 1/2" OD TUBE, #2, 316SS GANG CLAMP W/BACK PLATE TCG82SS | SPECIALTY EQ
20-10490 | 1/2" OD TUBE, 316SS DUPLEX LINE CLAMP | DEALERS
20-10500 | 1/2" OD X .035 X .035" WALL 316SS SEAMLESS TUBING SMLS31608035 | DEALERS
20-10510 | 3/8" OD X .035" WALL 316SS SEAMLESS TUBING SMLS31606035
20-10511 | 1.0" OD X .035" WALL 316SS SEAMLESS TUBING MGF. SMLS31616035 USA DOMESTIC ONLY | ELLIOTT ELEC
20-10515 | 3/8" OD X .065" WALL 316SS SEAMLESS TUBING SMLS31606065 HIGH PRESSURE | SPECIALTY EQ
20-10520 | TUBING CAP, 1/2" TUBE FITTING 316SS DCA8 BI-LOK | MCCARTY EQUI
20-10525 | 1/2" OD X .065" WALL 316SS SEAMLESS TUBING SMLS31608065 HIGH PRESSURE | MCCARTY EQUI
20-10530 | 1/4" OD X .035" WALL 316SS STAINLESS TUBING SMLS31604035 | DEALERS
20-10555 | 1/2" T X 1/2T 1# CRACKING PRESS, 6000# 316SS, CHECK VALVE, SUPERLOCK SHCV2S81PS316 | MCCARTY EQUI
20-10560 | 1/4" OD TUBE, 316SS SINGLE LINE CLAMP | HOSE OF SOUT
20-10565 | 1/4" OD TUBE, #3 316SS GANG CLAMP W/BACK PLATE TCG43SS | SUMMIT
20-10570 | 1/4" OD TUBE, #2 316SS GANG CLAMP W/BACK PLATE TCG42SS | DEALERS
20-10580 | 3/8" OD TUBE, 316SS SINGLE LINE CLAMP TCS6SS | DEALERS
20-10590 | MALE ELBOW/ISO TAPERED SWAGELOK PN SS-810-2-4RT | DEALERS
20-10600 | 2.0" X 2.0" X 20.0' ALUMINUM PERFORATED ANGLE (CABLE TRAY) 2A2AL | VANZANDT CON
20-10700 | 1"X1"X1/8" THICK ANGLE; ALUMINUM | VANZANDT CON
20-11000 | SS TUBING MALE ELBOW 1" TUBE X 1" MNPT 90 DEGREE SS-1610-2-16 SWAGELOK | REXEL
20-11010 | SS TUBING ELBOW 1" TUBE 90 DEGREE SS-1610-9 SWAGELOK | CED/CAIN ELE
20-11200 | 1.50"T X 1/50"t 90' UNION ELBOW 316SS TUBE FITTING SUE-24 | AWC, INC
20-11205 | 1.50" TUBING UNION TEE 316SS TUBE FITTING SUT-16 | ELLIOTT ELEC
20-11210 | 1.50"T X 1.50" FEMALE NPT STRAIGHT CONNECTOR 316SS TUBE FITTING SFC-24-24N | CED/CAIN ELE
20-11215 | 1.50"T X 1.50" MALE NPT ELBOW 316SS TUBE FITTING SME-24-24N | TEINERT META
20-11220 | 1.50"T X 1.50"T UNION 316SS TUBE FITTING SU24 | CITY PIPE
20-11225 | 1.5" FEMALE COUPLING 316SS, 3M SS0324XCPG | CITY PIPE
20113 ADAPTOR SLEEVE | 20113 ADAPTOR SLEEVE | ELLIOTT ELEC
20-12120 | 1/2"T x 1/2" FNPT 90 MFG. PN SS-810-8-8 | CITY PIPE
20-12140 | SS TUBING MALE CONNECTOR 1/2" TUBE X 1/4" MNPT MFG. PN SS-810-1-4 | TEINERT META
20-13090 | 3/8" T X 1/2 MNPT BORED-THRU MALE CONNECTOR MFG. PN SS-600-1-8BT SWAGELOK | TEINERT META
20-14025 | SS 1-PIECE 40 SERIES BALL VALVE 1/4" FNPT MFG. PN SS-43GF4 | CITY PIPE
20-14100 | SS Tubing Mud Dauber 1/2"MNPT Swagelok SS-MD-8
20-14125 | SS Male Connector 1/2" tube X 1/8" MNPT Swagelok SS-810-1-2
20-14150 | SS Tubing Bulkhead Union 1/2"Tube Swagelok SS-810-61
20-14600 | 1/4" MUD DAUBER VENT PROTECTOR, 316SS UVP4NSS | TEINERT META
202084XS | ??? | TEINERT META
2023 PJ TRAILERS CE | Car hauler, stock #391836, GVW: 9899, VIN: 4P51C2525P1391836, trailer cost $7,575.00, total includes TT&L | TEINERT META
2024 PJ TRAILERS CE | Car hauler, stock #404139, GVW: 9899, VIN: 4P51C252R1404139 | TEINERT META
20-3/8" .065 XW TUBING | 3/8" .065 WALL SS TUBING SMLS31606065 3/8" OD X .065" WALL 316SS SEAMLESS TUBING Medallion 23488-01 thru 23494-01 | TEINERT META
20-300 GROVE W/ MXA 10-40 | 20" X 20" 300# GROVE B5UM/ B5, 3 PIECE, TRUNNION MOUNTED BALL VAL VE, RAISED FACE FLANGED ENDS, LOW TEMP & NACE/00107 TRIM, BARE STEM WITH MOUNTING PLATE, SHOP PRIMER COATING, API-6D AND FIRESAFE TO API-6FA, TEMP. RATTNG -50F TO +350F, FACTORY NEW (PIN 20X20_RF_B5UM_300_107_D) MODIFICATION: ADD DTR FOR LIQUID SERVICE ACTUATOR LIMITORQUE MXA-10-40 I WG-04-1 SD-D (252: I) ELECTRIC ACTUATOR WITH QUARTER TURN GEAR, XP-CL 1, DIV 2, GRPS C & D, 460/3/60 VAC, NON-INTRUSIVE INTEGRAL CONTROLS, STANDARD LCD DISPLAY, OA CONTACTS, 24VDC CONTROLS, LOSS OF PRIMARY POWER-FAIL LAST & LOSS OF SIGNAL-FAIL OPEN OR CLOSED, BORE AND KEYED NUT, ADAPTATION, MOUNTED/TESTED. OPERATING TIME: 95 SECONDS | JOHNSON TOOL
20-38100 | SS POPPET 6,000 PSI CHECK VALVE 3/8" TUBE 1LB CRACK MFG. PN SS-CHS6-1 | TEINERT META
20-38120 | SS TUBING MALE ELBOW 3/8" TUBE 1/2" MNPT 90 DEGREE MFG PN SS-600-2-8 | ELLIOTT ELEC
20-38130 | SS 1-PIECE 40 SERIES BALL VALVE 3/8" TUBE MFG PN SS-43GS6 | CITY PIPE
20-38160 | 3/8" TUBE; SS TUBING UNION MFG. PN SS-600-6
20-38380 | SS TUBING MALE CONNECTOR 3/8" TUBE X 3/8" MNPT MFG. PN SS-600-1-6 | ZONE INDUST
2-03VFDAG-OS | 2-03VFDAG-OS
20-50150 | 1/2" MNPT Adjustable Check Valve, 50 - 150, pre-set, FS PRE-SET TO 100 PSI SWAGELOK SS-8CPA2-50-SET | STEALTH PUMP
2051 DP TRANSMITTER | ???
2051 DPIT TRANSMITTER | ???
2051 PRESSURE TRANSMITTER | 2051TG3A2B21AS5E5M5T1P1 INLINE GAUGE PRESSURE TRANSMITTER, -14.7/800 PSIG RANGE, -10/300 PSIG CALIBRATION: 4-20mA DIGITAL SIGNAL/HART PROTOCOL, 1/2-14 FNPT, PROCESS CONNECTION, 316L ISOLATING DIAPHRAGM, SILICONE SENSOR FILL, AL. HOUSING 1/2-14 CONDUIT ENTRY, USA EXPLOSION PROOF, DUST PROOF, INTRINSICALLY SAFE & DIVISION 2 CERTS, LCD DISPLAY, | BASIN ENGINE
2051/3044 REMOTE SEALS | ??? | ELLIOTT ELEC
2051CD2A02A1AS5E5M5 | 2051CD2A02A1AS5E5M5 2051C Rosemount 2051 Coplanar Pressure Transmitter D Measurement Type: Differential 2 Pressure Range: -250 to 250 inH2O (-623 to 623 mbar) A Transmitter Output: 4-20 mA with Digital Signal Based on HART Protocol 0 Process Flange Type ¦ Flange Material ¦ Drain Vent: Alternate Process Connection 2 Isolating Diaphragm: 316L SST A O-Ring: Glass-filled PTFE 1 Sensor Fill Fluid: Silicone A Housing Material ¦ Conduit Entry Size: Aluminum ¦ 1/2-14 NPT S5 Manifold Assembly: Assemble to Rosemount 305 Integral Manifold E5 Product Certifications: FM Explosion-proof, Dust Ignition-proof M5 Display and Interface Options: LCD Display | SUMMIT
2051CD3A02A1AS5E5M5 | Rosemount 2051 Coplanar Pressure Transmitter 2051CD3A02A1AS5E5M5 | ELLIOTT ELEC
2051TG1A2B21AS5E6M4P8T1 | 2051T Rosemount 2051 In-Line Pressure Transmitter G Measurement Type: Gage 1 Pressure Range: -14.7 to 30 psi (-1,0 to 2,1 bar) A Transmitter Output: 4-20 mA with Digital Signal Based on HART Protocol 2B Process Connection Style: 1/2-14 NPT Female 2 Isolating Diaphragm: 316L SST 1 Sensor Fill Fluid: Silicone A Housing Material ¦ Conduit Entry Size: Aluminum ¦ 1/2-14 NPT S5 Manifold Assembly: Assemble to Rosemount 306 Integral Manifold E6 Product Certifications: CSA Explosion-proof, Dust Ignition-proof, Division 2 M4 Display and Interface Options: LCD Display With Local Operator Interface P8 Performance: 0.05 percent accuracy and 5 year stability T1 Transient Protection: Transient Terminal Block | SUMMIT
2051TG3A2B21AS5E6M5T1 | 2051T Rosemount 2051 In-Line Pressure Transmitter G Measurement Type: Gage 3 Pressure Range: -14.7 to 800 psi (-1,0 to 55 bar) A Transmitter Output: 4-20 mA with Digital Signal Based on HART Protocol 2B Process Connection Style: 1/2-14 NPT Female 2 Isolating Diaphragm: 316L SST 1 Sensor Fill Fluid: Silicone A Housing Material ¦ Conduit Entry Size: Aluminum ¦ 1/2-14 NPT S5 Manifold Assembly: Assemble to Rosemount 306 Integral Manifold E6 Product Certifications: CSA Explosion-proof, Dust Ignition-proof, Division 2 M5 Display and Interface Options: LCD Display T1 Transient Protection: Transient Terminal Block | CITY PIPE
2056722-04-01 | 2056722-04-01 BOLTING KIT FOR ROTORK A250SP9 & WM-31 GROVE TOPWORKS FOR SIZES: 20" 600, 22" 300, 24" 150/300, 26" 150, 28" 150, 30" 150 GROVE WM11-REV14 TOPWORKS FOR SIZES: 16" 900, 18" 900 | ELLIOTT ELEC
20584 LOWER SEAT | 20584 Lower Seat | ELLIOTT ELEC
20585 UPPER SEAT | 20585 Upper Seat | CITY PIPE
20586 PLUG RETAINER 304-2" | 20586 PLUG RETAINER 304-2" | CITY PIPE
20592 CAGE 304-2" | (blank) | MOTION INDUS
20592 UPPER & LOWER CASE | 20592 Upper & Lower Case | INDUSTRIAL
20648 LOCK RING | 20648 LOCK RING | INDUSTRIAL
207 COUNTER | ??? | CITY PIPE
207 COUNTER HEAD | ??? | VANZANDT CON
207 W/MICRO SWITCH | 207 W/Micro Switch | CITY PIPE
2070-MFS | ??? | CITY PIPE
20-80100 | Valve, Swagelok SS 1-Piece 40 Series Ball Valve 1/2"Tube Live-Loaded. MFG. PN: SS-45TS8 | CITY PIPE
20-80150 | SS TUBING REDUCING MALE ELBOW 3/8" TUBE X 1/4" MNPT 90 DEGREE. MFG. PN SS-600-2-4 | CITY PIPE
2088 PRESS TRANSMITTER | ??? | CITY PIPE
2088G4S22A1E5M5P0054 | ??? | CITY PIPE
2088G4S22A1M5E5P0054 | ??? | MOTION INDUS
2090-48A | 2090-48MM BLUE TAPE | CITY PIPE
2090-48MM BLUE TAPE | (blank) | HOSE OF SOUT
20A CIRCUIT BREAKER DIN RAIL | AWC PART NUMBER: PX 1019985PHOENIX CONTACT PART NUMBER: 1019985TMC 71C 20A Thermomagnetic device circuit breaker number of positions: 1 connection method: Screw cross section: 1 mm�- 35 mm� AWG: 18 - 2 width: 17.6 mm mounting type: DIN rail: 35 mm Color: grayREFERENCE LINE 010 OF QUOTE 2373109 | HOSE OF SOUT
20A RCPT | APP CPS152201 20A RCPT
20AWG INSL TD PIN TRML | 20AWG INSL TD Pin TRML XTO Job# 21576 | HOSEWORX
20H | 2/0 CU SPLIT BOLT | HOSE OF SOUT
20MM LOCK WASHERS | (blank) | DEALERS
20MM X 3 ¼” GRADE 8 CAP SCREWS | 20mm x 3 ¼” grade 8 cap screws | ELLIOTT ELEC
20MM X 3 3/4” GRADE 8 | 20mm x 3 3/4” grade 8 cap screws | MICRO MOTION
20X20X8 NEMA 4X AC ENCLOSURE | AWC PN RT WM202008N4 WM 20X20X08 304 #4 BRUSHED MFR: RITTAL CORPORATION MFR PN: 8018478 UPC: 639889835009 LINE 4 OF QUOTE 2388714 | SUMMIT
2-1/2 150# RF WN | 2-1/2 150# RF WN | CITY PIPE
2-1/2 150# XH WN | 2-1/2 150# XH WN | CITY PIPE
2-1/2 DC SQZ FLXN | Job # 21109-10 Charge back to moms meals | CITY PIPE
2-1/2 IN OT KO SEAL | Job# 21109-10 Charge back to moms meals | TORO COMPLET
2-1/2 INS GRD BSHNG | Job # 21109-10 Charge back to moms meals | CITY PIPE
2-1/2 QUART CUPS | 2-1/2 quart cups | CITY PIPE
2-1/2 SEAL | 2-1/2 Seal | CITY PIPE
2-1/2 X 2 HX CONC RED | 2-1/2 x 2 HX Conc Red | CITY PIPE
2-1/2" GROUND CONDUIT HUB | 2-1/2" GROUND CONDUIT HUB STG7 | TEINERT META
2-1/2" 600# GASKETS | 2-1/2" 600# Gaskets no inner ring
2-1/2" 90D | 2-1/2" 90D | INDUSTRIAL
2-1/2" CONDUIT | 2-1/2 in. Electroplated steel EMT conduit, length 10 ft. Electric Metallic Tube Conduit offers protection from magnetic fields, impact damage and crushing when pulling electrical cable., weight 215 lb. per 100 ft. | INDUSTRIAL
2-1/2" GROUND BUSHING | 2-1/2" Ground Bushing
2-1/2" LT | 2-1/2" 90D | CITY PIPE
2-1/2" MET | 2-1/2" MET | CITY PIPE
2-1/2" MYERS HUB | Myers Hub | CITY PIPE
2-1/2" PIPE S40 | 2-1/2" SMLS Pipe S40 | CITY PIPE
2-1/2" PIPE S40 DOMESTIC | 2-1/2" Pipe S40 Domestic | CITY PIPE
2-1/2" STD PIPE | PIPE- WELDED 2-1/2 .203 SCH 40/STD BLACK ASTM | CITY PIPE
2-1/2” GASKET NO INNERRING | 2-1/2” gasket no innerring | CITY PIPE
2-1/2X2 REDUCING BUSHING | (blank) | CITY PIPE
2-1/8 X 3-1/2 REDUCERS | Reducers per Ticket# 40001 | CITY PIPE
21’ 1 ½” S80 PIPE | 21’ 1 ½” S80 pipe | HOSE OF SOUT
210 VALVE | P8000002370 1 6,385.92 6,385.92 USD VALVE - 4 150 MOD210 V-A/V-F 120/60 210 VALVE SIZE 4" 210 VALVE ELASTOMER GROUPSViton/Viton VALVE ELASTOMER SELECTION Viton A VALVE FLANGE CLASS ASME 150 VALVE PRODUCT SELECTION Standard SENSITIVITY VALVE SELECTION Needle Valves - Std. 2,3,4 & 6 VALVE STRAINER SELECTION Self Cleaning (09SC) VALVE JUNCTION BOX SELECTION Junction Box w/o terminal bloc VALVE POSITION SWITCH/IND. None VALVE MANUAL OVERRIDE None VALVE CHECK FEATURE None VALVE PETROGARD SELECTION NONE VALVE FITTING SELECTION Carbon Steel VALVE SOLENOID SELECTION 120 VAC, 60 Hz, Viton F,F M.W.D.P. 140 PSI VALVE PAINT SELECTION Standard Paint Required | INDUSTRIAL
21-00400 | CAMERON 9A-50179076 MC-3 FLOW ANALYZER - Totalizer Digital MC-III | CITY PIPE
21-00405 | NUFLO Synergy Totalizer, CSA XP MFG PN 9A-SYN_C_0001D | INDUSTRIAL
21-00410 | NUFLO Synergy Totalizer, CSA WP MFG PN 9A-SYN_W_0001D | TEINERT META
21-00425 | 2 CAMERON 9A-50179078 316SS FLOW ANALYZER - Totalizer Digital MC-III | INDUSTRIAL
21-00450 | NUFLO 9A-100005130 316SS/RBR FLOW ANALYZER - Totalizer Digital MC-II | CITY PIPE
2105660-017 | 2105660-017 266HSH 0-6000 1/2" MNPT ALUM ADV HART 4-20 | TEINERT META
2105660-021 | 2105660-021 266HSH 0-3000 1/2" MNPT ALUM ADV HART 4-20 | INDUSTRIAL
2110045A | 19 Vickers Hardness Tests (includes polishing and etching) | CITY PIPE
21-10100 | ADAPTOR,PU,EXT,F/ BETW FLG METRS,303 SST MFG PN: 9A-100005137 | INDUSTRIAL
21-10350 | ASSEMBLY, FLOWMETER, 3/4 X 1 INCH, MNPT,STD. MFG PN: 9A-100003522 Turbine Liquid NuFlo | CITY PIPE
21-10400 | ASSEMBLY, FLOWMETER, 1 IN. X 1IN. MNPT, STANDARD GRADE. MFG PN: 9A-100003526 Turbine Liquid NuFlo Old Part# 9A-10101002 | CITY PIPE
21-10410 | ASSEMBLY, FLOWMETER, 1IN. X 2 IN., STD. MFG PN: 9A-100005115 Turbine Liquid NuFlo | TEINERT META
21-10475 | ASSEMBLY, FLOWMETER,1.5x1.5IN MNPT,STD. MFG PN: 9A-100003536 Turbine Liquid NuFlo | TEINERT META
21-10485 | ASSEMBLY, FLOWMETER, HEXAGONAL, 1.5 IN. X 2 IN. MNPT ENDS, STD. MFG PN: 9A-10101183 Turbine Liquid NuFlo | TEINERT META
21-10525 | ASSEMBLY, FLOWMETER, 2INCH X 3INCH, EZ-IN, RAISED FACE, STANDARD GRADE,SST. MFG PN: 2350402-01 Turbine Liquid NuFlo | JOHNSON TOOL
21-10600 | ASSEMBLY, FLOWMETER, 3INCH, VICTAULIC GROOVED,STD. MFG PN: 9A-100005092 Turbine Liquid NuFlo | CITY PIPE
21-10635 | ASSEMBLY, FLOWMETER, 3 IN.X 3 IN. MNPT THREADED END, STD GRD. MFG PN: 2350251-01 Turbine Liquid NuFlo
21-10705 | ASSEMBLY, FLOWMETER, 4 INCH, VICTAULIC GROOVED,STD. MFG PN: 9A-100012085 Turbine Liquid NuFlo | SUMMIT
21-10800 | ASSEMBLY, FLOWMETER, 6INCH, EZ-N, STANDARD GRADE. MFG PN: 9A-100009536 Turbine Liquid NuFlo | CITY PIPE
21-10900 | ASSY,FLO ANLZR,MC-III EXP,LITH PWRD ASSEMBLY. MFG PN: 9A-50179024 Totalizer Digital MC-III | CITY PIPE
21-10915 | ASSY,FLO ANLZR,MC-III EXP,LITH,RT RSET. MFG PN: 9A-50179027 Totalizer Digital MC-III
21-10930 | ASSY,SWPL/FRT PL,MC-II FLO ANLZR. MFG PN: 9A-100005118 | CITY PIPE
21-10945 | ASSY,SP,MC-II FLO ANLZR,RM. MFG PN: 9A-100005129 Totalizer Digital MC-II | TORO COMPLET
21-10975 | ASSY,SWPL,MC-III EXP. MFG PN: 9A-30166003 | CITY PIPE
21-10980 | ASSY,SWPL,MC-III WP. MFG PN: 9A-50166004 | CITY PIPE
2112 CU-XHHW #500 | Job # 21109-10 Charge back to moms meals | CITY PIPE
2120 FORK LEVEL SWITCH | Vibrating Fork Liquid Level Switch / -40...302 DEG F (-40...150 DEG C) 2120D2DV1E5YE0037 2120 Vibrating Fork Liquid Level Switch / -40...302 DEG F (-40...150 DEG C) D Materials of Construction: Process Connection/Fork: 316/316L Stainless Steel (1.4401/1.4404) dual certified 2D Process Connection Size / Type: 2-in. NPT Thread V Electronic Type: Relay (DPCO) 1 Surface Finish: Standard surface finish E5 Product Certifications: FM Explosion-proof Y Housing: Aluminum Alloy, 3/4-in. NPT conduits/cable threads E Fork Length: Extended, customer specified length in tenths of Inches 0037 Specific Extended Fork Length: Specific customer specified length in tenths of inches, or millimeters XXXX mm or XXX.X inches. | HOSE OF SOUT
2120 TUNING FORK LEVEL SWITCH | Rosemount 2120 Tuning Fork Level Switch | ZONE INDUST
2120D2DV1E5YE0037 | Vibrating Fork Liquid Level Switch / -40...302 DEG F (-40...150 DEG C) 2120D2DV1E5YE0037 | VIKING PUMP
2120D2DV1E5YE0100 | Vibrating Fork Liquid Level Switch / -40...302 DEG F (-40...150 DEG C) 2120D2DV1E5YE0100
2120D2DV1E6YE0100 | 2120 Vibrating Fork Liquid Level Switch / -40...302 DEG F (-40...150 DEG C) D Materials of Construction: Process Connection/Fork: 316/316L Stainless Steel (1.4401/1.4404) dual certified 2D Process Connection Size / Type: 2-in. NPT Thread V Electronic Type: Relay (DPCO) 1 Surface Finish: Standard surface finish E6 Product Certifications: Canada Explosion-proof Y Housing: Aluminum Alloy, 3/4-in. NPT conduits/cable threads E Fork Length: Extended, customer specified length in tenths of Inches 0100 Specific Extended Fork Length: Specific customer specified length in tenths of inches, or millimeters XXXX mm or XXX.X inches.
2120D2DV1EYE0100 | Vibrating Fork Liquid Level Switch / -40...302 DEG F (-40...150 DEG C) 2120D2DV1E5YE0100 | VIKING PUMP
21-23600 | LITHIUM BATTERY, CAMERON 9A-100005111 3.6V DC
21-23720 | LITHIUM BATTERY, CAMERON 9A-30099004 7.2V | TORO COMPLET
2129A | 120-277V PHOTOCONTROL | LEGACY FLOW
212X4 | 2-1/2" X 4" galv nipple | MCCARTY EQUI
21-30250 | CABLE ASSY, SIGNAL, MFG PN 9A-90017002. 9A-90017002 ,2 PIN MLD CONNR,18" CABLE ASSEMBLY, MC SERIES TOTALIZERS, 2 PIN MOLDED CONNECTOR, 18 INCHES LONG REPLACES PART NO. 100005116 & 100080050 | NORTH BASIN
21-30255 | CABLE ASSY,MC TTLZRS,2 PIN MLD CONNR,28". MFG PN: 9A-90017003 | NORTH BASIN
21-30290 | CABLE ASSY,SIG,MC-II FLO ANLZR,10 FT LG. MFG PN: 9A-100005117 | MCCARTY EQUI
21-30665 | CIRCUIT BOARD - MAIN, MC-III, CAMERON 9A-50160002ROHS | VIKING PUMP
21-30740 | CIRCUIT ASSY,TTLZR/RATE INDCTR,LCD,MC-II. MFG PN: 9A-100005109ROHS | VIKING PUMP
2-138-601-100-00 | Bushing block spacer separation plate, GABB GB14 | VIKING PUMP
214-234214-370 | 214-234214-370 838 Packing | VIKING PUMP
214C ROSEMOUNT SENSOR | Rosemount 214C Temperature Sensor 214CRTSMB1S4E0065SLE5XAXW | VIKING PUMP
214C SENSOR | Rosemount 214C Temperature Sensor 214CRTSMB1S4E0152SLE5XWXA | VIKING PUMP
214C TEMP SENSOR | Rosemount 214C Temperature Sensor 214CRWSMA1S4E0062SLE5V20Q4
214C TEMPERATURE SENSOR | Rosemount 214C temperature sensor 214CRTSMB1S4E0042SLE5XA
214CRT TEMP SENSOR | Rosemount 214C Temperature Sensor 214CRTSMA1S4E0062SLE5UAE040 | VIKING PUMP
214CRTSMB1S4E0042SLE5AT1C3B1G3 | ??? | VIKING PUMP
214CRTSMB1S4E0042SLE5AT1C3B1UAE030WDG3XW | 214C Rosemount 214C Temperature Sensor RT Sensor Type: RTD Thin-film, PT100, α = 0.00385, -50 to 450 °C SM Sensor Sheath Material: 321 SST B1 Sensor Accuracy: Class B per IEC 60751 S4 Sensor Wire Configuration: Single, 4-Wire E Dimension Units: US Customary/English Units (inches) 0042 Sensor Insertion Length (L): xxx.x inches, 0 to 078.5 inches in 0.25" increments. Example: 0020 = 2" or 0150 = 15" SL Sensor Mounting Style (Fittings and Adapters): Spring Loaded Adapter E5 Product Certifications: US Explosionproof AT1 Connection Head: Aluminum with Terminal Strip C3 Conduit Entry: 3/4 inch NPT B1 Instrument Connection: 1/2 inch NPT UA Extension Type: Union Style, 1/2 inch NPT, 1/2 inch NPT E030 Extension Length (E): 3.0 in WD Lead Wire Extension: Termination Style: Bootlace Ferrules G3 Cover Chain: Cover Chain XW Thermowell Assembled To Sensor: Process Ready Assembly of Sensor and Thermowell | CITY PIPE
214CRTSMB1S4E0042SLE5XA | 214CRTSMB1S4E0042SLE5XA 214C Rosemount 214C Temperature Sensor RT Sensor Type: RTD Thin-film, PT100, α = 0.00385, -50 to 450 °C SM Sensor Sheath Material: 321 SST B1 Sensor Accuracy: Class B per IEC 60751 S4 Sensor Wire Configuration: Single, 4-Wire E Dimension Units: US Customary/English Units (inches) 0042 Sensor Insertion Length (L): xxx.x inches, 0 to 078.5 inches in 0.25" increments. Example: 0020 = 2" or 0150 = 15" SL Sensor Mounting Style (Fittings and Adapters): Spring Loaded Adapter E5 Product Certifications: US Explosionproof XA Transmitter Assembled To Sensor: Process Ready Assembly of Transmitter and Sensor
214CRTSMB1S4E0042SLE5XAXW | ??? | VIKING PUMP
214CRTSMB1S4E0042SLE6XA | 214C Rosemount 214C Temperature Sensor RT Sensor Type: RTD Thin-film, PT100, α = 0.00385, -50 to 450 °C SM Sensor Sheath Material: 321 SST B1 Sensor Accuracy: Class B per IEC 60751 S4 Sensor Wire Configuration: Single, 4-Wire E Dimension Units: US Customary/English Units (inches) 0042 Sensor Insertion Length (L): xxx.x inches, 0 to 078.5 inches in 0.25" increments. Example: 0020 = 2" or 0150 = 15" SL Sensor Mounting Style (Fittings and Adapters): Spring Loaded Adapter E6 Product Certifications: Canada Explosionproof XA Transmitter Assembled To Sensor: Process Ready Assembly of Transmitter and Sensor | VIKING PUMP
214CRTSMB1S4E0072SLE6XA | 214C Rosemount 214C Temperature Sensor RT Sensor Type: RTD Thin-film, PT100, α = 0.00385, -50 to 450 °C SM Sensor Sheath Material: 321 SST B1 Sensor Accuracy: Class B per IEC 60751 S4 Sensor Wire Configuration: Single, 4-Wire E Dimension Units: US Customary/English Units (inches) 0072 Sensor Insertion Length (L): xxx.x inches, 0 to 078.5 inches in 0.25" increments. Example: 0020 = 2" or 0150 = 15" SL Sensor Mounting Style (Fittings and Adapters): Spring Loaded Adapter E6 Product Certifications: Canada Explosionproof XA Transmitter Assembled To Sensor: Process Ready Assembly of Transmitter and Sensor
214CRTSMB1S4E0092SLE5XAXW | ???
214CRTSMB1S4E0122SLE5XAXW | ???
214CRWSMA1S4E0092SLE | ??? | SUMMIT
21-50130 | 1-1/2 x 2 NUFLO 316-SS TURBINE METER GROOVED 9A-100003477
21-50145 | 2 CAMERON 9A-100003535 316SS METER ASSEMBLY THD | VANZANDT CON
21-50155 | 3 CAMERON 9A-100003539 FLOW METER EZ-N | DAVIS & DAVI
21-50170 | 2 CAMERON 9A-100003551 EZ FLOW METER | GRAYBAR
21-50185 | 4 CAMERON 9A-100003552 FLOW METER | CITY PIPE
21-50200 | CAMERON 9A-100005095 1/2 X 2 FLOW METER ASSY | LEGACY FLOW
21-50500 | 2 CAMERON MEASUREMENT 9A-100002605 SELF REGENERATE HUMASORB W/ ADHESIVE | MICRO MOTION
21-55000 | GASKET, MC-II SWITCHPLATE. MFG PN 9A-100005126
21-60000 | KIT, REPAIR,2 IN.,STANDARD. MFG PN: 9A-100003474 | MICRO MOTION
21-60020 | KIT, RTR/VANE KIT,4IN EZ-IN,STD GRD,FL MTR KIT - REPAIR - STANDARD QUALITY -LINEARITY: +/- 1% OVER FLOW RANGE FLOW RANGE: 3400 TO 41000 BPD (100 TO 1200 GPM) REF: 458.99307 MFG PN: 9A-100003554
21-60023 | KIT,REPAIR,STD,1/2IN FLOWMETER,BRZ KIT - REPAIR - CALIBRATED FOR 1/2" STANDARD GRADE FLOW METERS LINEARITY: +/- 1% OVER FLOW RATE RETAINER RINGS: STAINLESS STEEL VANES & ROTOR: ALLOY CD4MCU,BRAZED SHAFT & BEARINGS: TUNGSTEN CARBIDE,BRAZED. MFG PN 9A-100003531-X0XX | J2 RESOURCES
21-60025 | KIT, HRDWR, CAMERON 9A-100003555 F/2 FLOW METER | INDUSTRIAL
21-60030 | KT,HDW,2IN,EZ-IN FM W/CL300/600 RF FLG,NON-PED. MFG PN: 9A-100003556 | E-Z PIPE
21-60040 | KIT,HRDWR,3IN.,EZ-IN BF FM,CL150 LB,FLGS, NON-PED. MFG PN: 9A-100003558 | INDUSTRIAL
21-60045 | KIT,HRDWR,4 IN,EZ-IN BF FM,CL150# FLGS,NON-PED. MFG PN: 9A-100003560 | INDUSTRIAL
21-60048 | KIT,HRDWR,6IN,EZ-IN BF FM,CL150# KIT, HARDWARE, 6 IN., EZ-IN BF FLOW METER, CL150 LB. FLANGES. MFG PN: 9A-100063007 | INDUSTRIAL
21-60050 | KIT,REMOTE MNTG,MC-II FLW ANLYZR 991.43408 KIT - REMOTE MOUNTING - MC-II FLOW ANALYZER MFG PN: 9A-100005119 | INDUSTRIAL
21-60060 | KIT,ADPTR,WTHPRF,15 FT,TURB FL MTR,MC-II. MFG PN: 9A-100005169 | INDUSTRIAL
2161-5447 | ??? | INDUSTRIAL
2161-6303 | ??? | CITY PIPE
2161-6346 | ??? | TORO COMPLET
2161-6362 | ??? | CITY PIPE
2161-6869 | ??? | INDUSTRIAL
2161-6893 | ??? | INDUSTRIAL
21-62000 | 1" NUFLO REPAIR KIT 9A-100003527 60CF0475 | INDUSTRIAL
21-62025 | NUFLO 9A-100003540 RUBBER TURBINE METER REPAIR KIT EZ-IN | CITY PIPE
21-62050 | NUFLO 9A-100003553 RUBBER TURBINE METER REPAIR KIT EZ-IN | INDUSTRIAL
21-62075 | NUFLO 9A-100005099 RUBBER TURBINE METER REPAIR KIT EZ-IN | INDUSTRIAL
2162-6619 | ??? | CITY PIPE
21-63030 | HARDWARE KIT 9A-100007860 3 Turbine Meter | INDUSTRIAL
21-64000 | HARDWARE KIT, INSTLN,FM,1 IN.,BF,TYPE WT,CL300&CL600 HARDWARE KIT FOR 1"EZ-IN FLOW METER CONTAINING THE REQUIRED NUMBER OF GASKETS, BODY CENTER RINGS, SPREADER NUTS, ALL THRD BOLTS, NUTS FOR USE WITH 1" 300/600# ANSI FLANGES (FLANGES NOT INCLUDED) MFG PN: 9A-100009578 | INDUSTRIAL
216-R BUSS CLASS R REDUCER | Job # 21109-10 BUS NO.216-R BUSS CLASS R REDUCER | CITY PIPE
21-71100 | MC-II FLOW MEASUREMENT SYSTEM,DIRECT MOUNT,TOTAL(BBL),RATE(BPD),1.5X2MNPT HEX M. MFG PN: 2296159-01 | ELLIOTT ELEC
21-71225 | MC-II FLO MSMT SYS,RM,MT,TTL,RAT,1"MNPT. MFG PN: 9A-100005132
21-71240 | MC-II FLO MSMT SYS,DM,TTL,RAT,1"MNPT. MFG PN: 9A-100005133 | PERFORATED
21-71260 | MC-II FLO MSMT SYS,DM,TTL,RAT,2"FMNPT. MFG PN: 9A-100005143 | UP&S, INC
21-71300 | MC-II FLO MSMT SYS,RM,TTL BBL,RAT BPD. MFG PN: 9A-100014127 | CHEROKEE M&C
21-72000 | NUFLO LIQ 3/4" EZ-IN RF METER. MFG PN: 9A-100014143 | CITY PIPE
21-75000 | NUFLO 9A-100007976 316SS HEX BODY METER GRV (COMPLETE) W/ MC-II TOTALIZER | JET SPECIALT
21-78135 | PICKUP, MAGNETIC, LOW DRAG,3/8 IN THRU 3/4 IN FM, FOR USE W/ 3/8 IN. MFG PN: 2295367-01 | VANZANDT CON
21-78160 | MFG PN: 9A-100002077 PICKUP, MAGNETIC, VR TYPE, 5/8-18UNF-2A THREADS NUFLO, 7/8" THRU 8". | CITY PIPE
21-78190 | CAMERON MAGNETIC PICKUP FITS 7/8 & UP RANGE-67F to +250F 9A-100002387 | FMC TECHNOLO
218-338214-370 | 218-338214-370 838 Packing -- 3-3/8" to Fit NOV 101T Triplex | JET SPECIALT
21-85000 | RTR/VANE KIT,1.5IN,STD GRD,FL MTR. MFG PN: 9A-100003469 | INDUSTRIAL
21-85005 | RTR/VANE KIT,3IN,STD GRD,FL MTR. MFG PN: 9A-100003470 | INDUSTRIAL
21-85020 | RTR/VANE KIT,4IN,STD GRD,FL MTR. MFG PN: 9A-100003473 | EDGEN MURRAY
21-90200 | Scanner 2000 1500PSIA, 400INWC MFG PN: 9A-EFM_2000_0002D | EGGELHOF, IN
21-90300 | Scanner 2000 300PSIA, 200INWC MFG PN: 9A-EFM_2000_0003D
2196 PUMP | ???
2196MTO3X4-7DI | 3x4-7 MT Complete Pump - Ductile Iron, S 3x4-7 MT Complete Pump - Ductile Iron, Standard Bore - CARTRIDGE SEAL REQUIRED
2-2 1/2 X 3/4 3000# TOL | (blank) | LEGACY FLOW
22" STEM EXT | 9A-50142207990 STEM, THREADED, SAMPLER, C-2 | CITY PIPE
22056 - RAIN CAP FOR 3" | 22056 - rain cap for 3" | MIDSTREAM VA
22065 - RAIN CAP FOR 3" | 22065 - rain cap for 3" | MCCARTY EQUI
220V CABLE | ??? | MCCARTY EQUI
221044 CBLA12 | E-FLEX 221044 CBLA12 3/4" BLUE 500FT | CITY PIPE
221412100CT | LN SPLICING CONNECTOR 2COND W/OP LEVERS, 100/BOX | UP&S, INC
22257 - RAIN CAP FOR 3" | 22257 - rain cap for 3" | INDUSTRIAL
22-35000 | Donaldson Filter Element. MFG PN P165659 | UP&S, INC
22-35100 | KV2000-055P Air/Oil Sep REPLACED 02-15831 | UP&S, INC
22-35200 | Filter Element, KG1130-027P | CITY PIPE
22-35300 | Filter Element Assembly 237F, 5435X237 | CITY PIPE
224 SURFACE PRO GAUGE | 224 Surface Pro Gauge | CITY PIPE
224 SURFACE PRO GUAGE | 224 SURFACE PRO GUAGE | CITY PIPE
227 COUNTER | ??? | CITY PIPE
2270760-06-75-10V | Tom Wheatley Piston Check Valve 2" 600# WCC RF, 410SS, Viton Seat, Nace For Horizontal use only | CITY PIPE
2295524-01 | CBL ASSY,3/4NPT,2 WIRE,12" LNG,USB CABLE ASSEMBLY, 3/4 IN. NPT EXPLOSION PROOF UNION, 2 CONDUCTOR WIRE, 12 INCHES LONG, RS-485 TO EXTERNAL USB COMMUNICATIONS
2296650-01 | 2296650-01, CONV,RS-485 TO USB,PORT-PWR,W/20 FT. CBL | J2 RESOURCES
232.34 4.5 1/2L 2,000# | 232.34 4.5 1/2L 2,000# | J2 RESOURCES
233.54 2.5 1/4L | 233.54 2.5 1/4L 100# GLY FILL IN HOUSE | MCCARTY EQUI
2350401-01 | 2350401-01, KIT,REPR,FM,2INX3IN, EZ-IN,STD GRD
2350798-01 | 2350798-01 TA-1000 PLUS WP DISPLAY ASSEMBLY WITH SATA CABLE
23720 ¼” NEEDLE VALVE | 23720 ¼” FxD 316SS Mini Needle Valve
2396R | ??? | MICRO MOTION
2398R | 1" BALON CS IR-F03N-SE BALL VALVE NACE TRIM REG PORT | MICRO MOTION
23D016T31A20AC | 23 SERIES SAMPLE PROBE, 316SS, 1.6" (U) IMMERSION LENGTH, 1/2" NPT THREADED MOUNT, STRAIGHT SHANK STYLE PROCESS CONNECTION, 0.260 BORE DIAMETER, 2" LAG, 1/2" NPT SAMPLE CONNECTION, 0.500 SHANK DIAMETER | INDUSTRIAL
23D020T31A00AC | 23 SERIES SAMPLE PROBES 316SS 2" IMMERSION LENGTH 1/2" NPT THREADED MOUNT, STRAIGHT SHANK STYLE PROCESS CONNECTION 0.260 BORE DIAMETER 1/2" NPT SAMPLE CONNECTION 0.500 SHANK DIAMETER | JET SPECIALT
23NS 50EI60E 025 XYW 0/300F | Ashcroft Bimetal Thermometer 50EI60E 025 XYW 0/300F | INDUSTRIAL
24 LBR | ??? | VANZANDT CON
24 PIPE | ??? | VANZANDT CON
24 PORTA-BAND | Job # 21109-10 LEN 8011738EW24 PORTA-BAND 44-7/8X1/2X023X24TW 3/PK | CITY PIPE
24" 150# GATE VALVE | ??? | CITY PIPE
24" 150# MIXER | ??? | CITY PIPE
24" 300# FLEX GASKET | 24" 300# FLEX GASKET W/ 316SS INNER RING | CITY PIPE
24" GASKET | ??? | CITY PIPE
24" PIPE | ??? | INDUSTRIAL
24" SIZING RING | ??? | INDUSTRIAL
24" SPHERE | ??? | INDUSTRIAL
24" STEM EXT | 9A-50142208074 STEM, THREADED, SAMPLER, C-2
24" SUCTION CUP | ??? | ULTIMATE WEL
24" UBOLT | ??? | INDUSTRIAL
24" X 48" SONOTUBE | 24" X 48" SONOTUBE | VANZANDT CON
24” 150# WILLIAMS GATE VALVE | ??? | VANZANDT CON
24” HANDWHEEL, TOP MOUNTED | 24” Handwheel, Top Mounted, MX/40 | FRANKLIN VAL
24” POLYURETHANE SPHERE (YELLOW | ???
2400CVRBLDAL:COVER | 2400CVRBLDAL:COVER ASSEMBLY, 2400S BLIND, ALUMINUM WITH SEAL Ship From: MICRO MOTION INC 7070 WINCHESTER CIR 80301 BOULDER CO UNITED STATES | CITY PIPE
2400CVRBLDAL:COVER ASSEMBLY | 2400CVRBLDAL:COVER ASSEMBLY, 2400S BLIND, ALUMINUM WITH SEAL | CITY PIPE
2400MACHCLAMP | 2400MACHCLAMP:CLAMP, 2400S HOUSING TO SENSOR FEEDTHROUGH | CITY PIPE
2400MACHCLAMP:CLAMP | 2400MACHCLAMP:CLAMP, 2400S HOUSING TO SENSOR FEEDTHROUGH Ship From: MICRO MOTION INC 7070 WINCHESTER CIR 80301 BOULDER CO UNITED STATES | CITY PIPE
2400SHSGALNPT:HOUSING | 2400SHSGALNPT:HOUSING, 2400S TRANSMITTER/ENHANCED CORE PROCESSOR, 1/2 INCH NPT, ALUMINUM Ship From: MICRO MOTION INC 7070 WINCHESTER CIR 80301 BOULDER CO UNITED STATES | CITY PIPE
2400SNAPRING:SNAP RING, 2400S | 2400SNAPRING:SNAP RING, 2400S | CITY PIPE
2401-2804 | ??? | CITY PIPE
2401-2806 | ??? | MCCARTY EQUI
2404-16-16 | Steel MJ x MP straight | CITY PIPE
24-10000 | VRU Compressor, LeROI MFG PN: HG10000HI(S) o 4.4 VI o ¼" orifice o Versatrol ready o SIC-GL seal included o Standard connections o Primer only fan shaft cover included | CITY PIPE
24-12123 | VRU Compressor, LeROI MFG PN: HG12123H5IE o 5.0 VI o ¼" orifice o Versatrol o SIC-GL seal included o Standard connections o Primer only | MCCARTY EQUI
24-12157 | VRU Compressor, LeROI MFG PN: HG12157H5IE o 5.0 VI o ¼" orifice o Versatrol o SIC-GL seal included o Standard connections o Primer only | CITY PIPE
2413-HLAR AIR ELIMINATOR | 1" 2413-HLAR ARMSTRONG HIGH LEVERAGE AIR VENT 1" NPT, FORGED STEEL BODY, SS INTERNALS
24-17178 | VRU Compressor, LeROI MFG PN: HG17178VIE o 5.0 VI o 3/8" orifice o Versatrol o SIC-GL seal included o Standard connections o Primer only | VANZANDT CON
2418R | ??? | VANZANDT CON
24-20240 | VRU Compressor, LeROI MFG PN: HG20240HIE(P) o 5.0 VI o 7/16" orifice o Versatrol o Oil pump ready o SIC-GL seal o Standard connections o Primer only | VANZANDT CON
24-24215 | VRU Compressor, LeROI MFG PN: HHG24215H5IE(P) o 5.0 VI o 7/16" orifice o Versatrol o Oil pump ready o SIC-GL seal o Standard connections o Primer only | VANZANDT CON
24-25000 | 250HP Drive | VANZANDT CON
24-30050 | SINGLE CART SEAL 3.500" 16-242-100-006
24-30055 | LUBSOIL SYNTHETIC LPG WS 150 BLUE: 55 GALLON PN # 5363045 | MICRO MOTION
24-60000 | Shield, Versatrol Poppet Indicator MFG PN: 156-957
2460110SR0000000T2T400M5P0A10S | 2460110SR0000000T2T400M5P0A10S $17,788.00 Rosemount 2460 System Hub-2460110SR0000000T2T400M5P0A10-ST $17,788.00 Rosemount 2460 System HUB; P2-Capacity:1: 1-16 Tanks; P3-Firmware:1: Inventory calculation 1-16 Tanks; P4-Redundancy:0: None; P5-Modbus Mapping: S:Standard; P6-Port 1.Field Communication (Serial Port1): R: TRL2 Modbus; P7-P11.Communicaton Port 2-6 None; P12-Port7 Host Communication (Serial Port): T2 - RS232 Modbus to TankMaster; P13-Port 8.Host Communication (Serial Port): T4: RS485 Modbus to TankMaster; P14-OPC Host Communication (Ethernet): 00: None; P15-Modbus TCP Host Communication (Ethernet): M5: 1-5 Modbus TCP Clients; P16-Power Supply: P: 100-250 VAC 50/50 Hz, 24-48 VDC; P17-Custody Transfer: 0: None;
2470-0299 | ???
2470-0859 | ??? | MICRO MOTION
2477-7826 | ??? | OQ MEASUREME
2-481-250-999-00 | Viking Pump Seal GP-425. Champion - SEL 3.0 CMP T655 FFKM ACAB API 2-481-250-999-00 | EGGELHOF, IN
249AVBBP | Knockout draw stud, Screw unit, drive .750 BB | EGGELHOF, IN
24V ASCO | Sampler Solenoid. MPLX 24880-03 | EGGELHOF, IN
24V DC MAGNET COIL | 24V DC Magnet Coil | EGGELHOF, IN
24V SOLAR PANEL | Sun7 Monocrystalline 330W 24V Solar Panel | CITY PIPE
24V SOLENOID | ??? | DAVIS & DAVI
24VDC SPDT RELAY | AWC PART NUMBER: ED RH1B-ULCD-DC24VIDEC PART NUMBER: RH1B-ULCD-DC24VRelay Plug-In SPDT 10A 24VDCREFERENCE LINE 008 OF QUOTE 2373109 | MIDSTREAM VA
24VDC SPDT RELAY SOCKET | AWC PART NUMBER: AD SH1B-05IDEC PART NUMBER: SH1B-05IDEC RELAY BASEREFERENCE LINE 009 OF QUOTE 2373109
24X57 RT CAN PRL4 TYPE 3R | (blank) | FMC TECHNOLO
25 HP VFD | 25 HP VFD 460V 3PH | MIDSTREAM VA
25 TPZ C2CG 3/4 AL RGD | Job # 21109-10 Charge back to moms meals | CITY PIPE
250 AL/CU 1 CONDUCT LUG | 250 AL/CU 1 Conduct Lug | INDUSTRIAL
250 EMTC0075EG PIPCLMP | Job # 21109-10 Charge back to moms meals | MIDSTREAM VA
250 HP VFD | N4/3R VFD ENCLOSED FAN/VENT (DG1) 250HP @ 480V VT MFG PN DG134245FNC21C MARATHON 20122-01 | CITY PIPE
250 MCM CONNECTOR BLOCK | Job # 21109-10 | CITY PIPE
250A 600V CLASS RK5 | 250A 600V CLASS RK5 TIME DELAY CL FUSE | CITY PIPE
250HP VFD | ??? | CITY PIPE
250W AC HEATER | Factory-installed 250W heater with 30C thermostat for analyzer enclosure | TORO COMPLET
2510MCA1 | REF QUOTE 2002662078 LINE 251 | CITY PIPE
2511-0077 | ??? | INDUSTRIAL
2-512-010-867-00 | ??? | CITY PIPE
2-512-010-867-00 FLANGE ORING | (blank) | TORO COMPLET
2-512-056-867-00 | ??? | CITY PIPE
2513-0249 | ??? | INDUSTRIAL
252 (FS252-8S) | 252 (FS252-8S) | TORO COMPLET
252921XC | M12 fuel compact band saw kit | MIDSTREAM VA
253103LG | ??? | INDUSTRIAL
253104LG | ??? | FRANKLIN VAL
25567 PACKING GLAND | Part# 25567, Replacement TFE packing gland assembly only
2588SW0002 | 12/3 50' SJTW Yellow LTD EES Extension cord | CITY PIPE
2592921XC | M12 fuel compact band saw kit | FRANKLIN VAL
25HP MOTOR | ??? | EGGELHOF, IN
2-600- CAMERONT31- RF-WITH LOCK | 2" X 2" 600# CAMERON T31, FORGED STEEL, FULLY WELDED BALL VALVE, RAISED FACE FLANGED ENDS, 216 TRIM, PTFE SEALS, LEVER OPERATED WITH LOCKING DEVICE, SHOP PRIMER COATING, API-6D AND FIRESAFE TO API-6FA, NON-NDE, TEMPERATURE RANGE -50 F TO +250 F, FACTORY NEW (P/N 02X02_RF_T31_600_216_L) REQUIRES PLATE 503310-01 WHEN ADDING AN ACTUATOR TO THIS VALVE MODIFICATION:NONE CAMERON/T31 | CITY PIPE
2-600-GROVE-B4C-RFFE-W/LD | 2" X 2" 600# GROVE B4C, 3 PIECE, TRUNNION MOUNTED BALL VALVE, RAISED FACE FLANGED ENDS, LOW TEMP & NACE/D0107 TRIM, O-RING SEAT SEAL, LEVER OPERATED WITH LOCKING DEVICE, SHOP PRIMER COATING, API-6D AND FIRESAFE TO API-6FA, TEMP. RATING -50F TO +350F, FACTORY NEW (P/N 02X02_RF_B4C_600_D0107_LO) | TORO COMPLET
2-600-WKM320-RFFE-24CTF-24 | ???
2640A ACTUATOR | Triac XE-2640A 24VDC Actuator | CITY PIPE
266 HSH | ??? | CITY PIPE
266HSHSSTA1E6L1S2N2 | ABB EXPLOSION PROOF PRESSURE TRANSMITTER | CITY PIPE
27 SCOTCH GLASS CLOTH TAPE | Scotch 27 Glass cloth tape | HATFIELD AND
27 SCOTCH TAPE | SCO 27 3/4" X 76" Glass cloth tape | WHITCO SUPPL
270 3/4 STAMPED STEEL | Job # 21109-10 Charge back to moms meals
2700 DISPLAY | DISP1700: DISPLAY SUB-ASSY FOR 1700/2700 | WHITCO SUPPL
2700 DISPLAYS | DISP1700:DISPLAY SUB-ASSY FOR 1700/2700 | MIDSTREAM VA
2700 METER TRANSMITTER | ??? | CITY PIPE
2700 MICRO MOTION | MICRO MOTION 2700 FIELD AND INTEGRAL-MOUNT MULTIVARIABLE FLOW AND DENSITY TRANSMITTER 2700R12ABAEAZZ | LEGACY FLOW
2700 MICRO MOTION TRANSMITTER | ???
2700 MULTIVARIABLE TRANSMITTER | ??? | MIDSTREAM VA
2700 TRANSMITTER | MICRO MOTION 2700 FIELD AND INTEGRAL-MOUNT MULTIVARIABLE FLOW AND DENSITY TRANSMITTER 2700R12ABAEAZZ 2700 MICRO MOTION 2700 FIELD AND INTEGRAL-MOUNT MULTIVARIABLE FLOW AND DENSITY TRANSMITTER R Mounting: 4-wire remote mount transmitter (polyurethane-painted aluminum housing)includes10 ft. [3m] 4 wire shielded PVC cable 1 Power: 18 to 100 VDC and 85 to 265 VAC; self switching 2 Display: Backlit dual line display for CSA, UL, and IIB + H2 ATEX, IECEx and NEPSI ratings A Output: One mA; one frequency; RS485 B Conduit Connections: 1/2-inch NPT - no gland A Approvals: CSA (US and Canada) E Language: English installation manual and English configuration manual A Software Options 1: Petroleum measurement Z Software Options 2: No software options 2 Z Factory Options: Standard product | MIDSTREAM VA
27-00000 | 3/4 X 2 X 3 MOTOR MOUNTING BRACKET | CITY PIPE
27-00005 | 1" X 2" X 3" MOTOR MOUNTING BRACKET WITH 3/4" TAP | CITY PIPE
2700C | 2700C12ABAEAZZ 2700 MICRO MOTION 2700 FIELD AND INTEGRAL-MOUNT MULTIVARIABLE FLOW AND DENSITY TRANSMITTER C Mounting: 9-wire remote transmitter with integral core processor (polyurethanepainted aluminum housing) includes 10 ft. [3m] CFEPS cable 1 Power: 18 to 100 VDC and 85 to 265 VAC; self switching 2 Display: Backlit dual line display for CSA, UL, and IIB + H2 ATEX, IECEx and NEPSI ratings A Output: One mA; one frequency; RS485 B Conduit Connections: 1/2-inch NPT - no gland A Approvals: CSA (US and Canada) E Language: English installation manual and English configuration manual A Software Options 1: Petroleum measurement Z Software Options 2: No software options 2 Z Factory Options: Standard product Endeavor 21362-01 | CITY PIPE
2700C12ABAEAZC | ??? | CITY PIPE
2700C12ABAEAZX_11628 | 2700 MICRO MOTION 2700 FIELD AND INTEGRAL-MOUNT MULTIVARIABLE FLOW AND DENSITY TRANSMITTER C Mounting: 9-wire remote transmitter with integral core processor (polyurethanepainted aluminum housing) includes 10 ft. [3m] CFEPS cable 1 Power: 18 to 100 VDC and 85 to 265 VAC; self switching 2 Display: Backlit dual line display for CSA, UL, and IIB + H2 ATEX, IECEx and NEPSI ratings A Output: One mA; one frequency; RS485 B Conduit Connections: 1/2-inch NPT - no gland A Approvals: CSA (US and Canada) E Language: English installation manual and English configuration manual A Software Options 1: Petroleum measurement Z Software Options 2: No software options 2 X Factory Options: ETO Product 11628 ETO Number: CHANGE 100 HZ VARIBLES TO INCLUDE MASS AND VOLUME INVENTORIES. (NOT AVAILABLE ON MVD3000) (ANALOG/CONFIG/IS) | INDUSTRIAL
2700C12ABAEAZZ | ??? | CITY PIPE
2700C12ABAEAZZPK | 2700C12ABAEAZZPK MICRO MOTION 2700 FIELD AND INTEGRAL-MOUNT MULTIVARIABLE FLOW AND DENSITY TRANSMITTER | CITY PIPE
2700R | MICRO MOTION 2700 FIELD AND INTEGRAL-MOUNT MULTIVARIABLE FLOW AND DENSITY TRANSMITTER 2700R12ABAEAZZ Quote 9998960 Ver:1 | CITY PIPE
2700R MM | 2700R12ABAEZWZPK 2700 MICRO MOTION 2700 FIELD AND INTEGRAL-MOUNT MULTIVARIABLE FLOW AND DENSITY TRANSMITTER R Mounting: 4-wire remote mount transmitter (polyurethane-painted aluminum housing)includes10 ft. [3m] 4 wire shielded PVC cable 1 Power: 18 to 100 VDC and 85 to 265 VAC; self switching 2 Display: Backlit dual line display for CSA, UL, and IIB + H2 ATEX, IECEx and NEPSI ratings A Output: One mA; one frequency; RS485 B Conduit Connections: 1/2-inch NPT - no gland A Approvals: CSA (US and Canada) E Language: English installation manual and English configuration manual Z Software Options 1: Flow and density variables (standard) W Software Options 2: Weights and measures custody transfer Z Factory Options: Standard product PK Add on Option: 2-inch Pipe Mount U-Bolt Kit for electronics 20436-05 & 08 | CITY PIPE
2700R TRANSMITTER | MICRO MOTION 2700 FIELD AND INTEGRAL-MOUNT MULTIVARIABLE FLOW AND DENSITY TRANSMITTER 2700R12ABAEAZZ 2700 MICRO MOTION 2700 FIELD AND INTEGRAL-MOUNT MULTIVARIABLE FLOW AND DENSITY TRANSMITTER R Mounting: 4-wire remote mount transmitter (polyurethane-painted aluminum housing)includes10 ft. [3m] 4 wire shielded PVC cable 1 Power: 18 to 100 VDC and 85 to 265 VAC; self switching 2 Display: Backlit dual line display for CSA, UL, and IIB + H2 ATEX, IECEx and NEPSI ratings A Output: One mA; one frequency; RS485 B Conduit Connections: 1/2-inch NPT - no gland A Approvals: CSA (US and Canada) E Language: English installation manual and English configuration manual A Software Options 1: Petroleum measurement Z Software Options 2: No software options 2 Z Factory Options: Standard product | CITY PIPE
2700R12ABAEAZZ | 2700R12ABAEAZZ MICRO MOTION 2700 FIELD AND INTEGRAL-MOUNT MULTIVARIABLE FLOW AND DENSITY TRANSMITTER | CITY PIPE
2700R12ABAEZZZ | ??? | CITY PIPE
270G | 270G CRSH 270G 3/4 STL CVR W/GASKET FORM 7; SHEET STEEL; 3/4 IN; APVL UL 514B, CSA 22.2; WITH INTEGRAL GASKET | CITY PIPE
2727 GLOSS WHITE | 2727 GLOSS WHITE | CITY PIPE
2734X66FT | GLASS CLOTH ELEC TAPE 27,3/4" X 66',50/CASE | MCCARTY EQUI
27M17 | 27M17 ADAPTER FOR 8 VALVES TO 1020 | CITY PIPE
27M17 ADAPTER | 27M17 ADAPTER FOR 8 VALVES TO 1020 | CITY PIPE
27M22 | 27M22 ADAPTER 10-12" VALVES TO 1020,1040,1060 ACT WITH NUTS, BOLTS AND WASHERS | CITY PIPE
28-00001 | Blast Suit XL 100784370 | CITY PIPE
28-00002 | SP Sock Odessa WH-12 1912047
28-00003 | Brush Rubberset White China Chip Brush 1" 1439470
28-00004 | Brush Rubberset White China Chip Brush 2" 1439488 | CITY PIPE
28-00005 | SV50 HVLP GUN SET MFG PN 98-3170 | MICRO MOTION
28-00010 | AIR HOSE MFG PN 71-1105
28-00015 | HOSE ASSEMBLY 25' MFG PN 71-3383 | CITY PIPE
28-00020 | PERFRM REBUILD KIT MFG PN 26840 | CITY PIPE
28-00025 | 4"X1/2" STRIPE MINI ROLLER MFG PN 994000550 | GASKET SERVI
28-00030 | KLEENGUARD XP XXL MFG PN 44315 | CITY PIPE
28-00035 | POLYFILM 3.5ML 10X25 MFG PN SC3510-25C | INDUSTRIAL
28-00040 | WASHEDRECYC WHT 20LB MFG PN 10527SW | FLOW CONTROL
28-00045 | THICKSTR14ML 50 PK XL MFG PN 6604-06
28-00050 | GOLD PSA LINKROL120 MFG PN 23-342-120 | CITY PIPE
28-00055 | 1" ANSI B16.5 VCI FLANGE DOT MFG PN P3-FD-035-01-0
28-00060 | 2" ANSI B16.5 FLANGE DOT MFG PN P3-FD-035-02-0 | FRANKLIN VAL
28-00065 | 3" ANSI B16.5 FLANGE DOT MFG PN P3-FD-035-03-0 | CITY PIPE
28-00070 | 4" ANSI B16.5 FLANGE DOT MFG PN P3-FD-035-04-0 | CITY PIPE
28-00075 | 8" ANSI B16.5 FLANGE DOT MFG PN P3-FD-035-08-0 | CITY PIPE
28-00080 | PC600-48MM SILVER DUCT TAPE MFG PN 152540 | MIDSTREAM VA
28-00085 | P95 PREFILTERS 6PK MFG PN SP71PB1-6
28-00090 | POT LINERS 2.8G/60PK MFG PN PT-78-K60
28-10000 | Hi-Solids Polyurethane Gloss Extra White 1.25 Gallon Kit I65W00311-1.25KT | TORO COMPLET
28-10025 | Hi-Solids Polyurethane 250 Ultradeep Base 1.25 Gallon Kit I65TWJ304-1.25KT | CITY PIPE
28-10050 | Acrolon 218 HS Gloss Extra White Tint Base 5-Gallon Kit I65W00611-5KT | TORO COMPLET
28-10075 | Acrolon 218 HS Gloss Extra White Tint Base 1-Gallon Kit I65W00611-1KT | INDUSTRIAL
28-10100 | HI-SOLIDS POLYURETHANE GLOSS EXTRA WHITE 5-GALLON KIT I65W00311-5KT | TORO COMPLET
28-10125 | HI-SOLIDS POLYURETHANE MR GLOSS EXTRA WHITE 5-GALLON KIT I65WW0305-5KT | MIDSTREAM VA
28-10150 | HI-SOLIDS POLYURETHANE GLOSS ULTRADEEP BASE 5-GALLON KIT I65T00304-5KT
28-10175 | ACROLON 218 HS GLOSS ULTRADEEP/CLEAR TINT BASE 5-GALLON KIT I65T00604-5KT | CITY PIPE
28-10200 | MACROPOXY 646 SE SHOP EPOXY WHITE 10-GALLON KIT I58W00630-10KT | CITY PIPE
28-10205 | Mirka MR-Series Pneumatic Orbital Sander | INDUSTRIAL
282BXA1AXXX | 282BXA1AXXX Safe Area Sidestream Fluor OiW Analyser - Purchase of trial unit SN01272 Country of Origin: United Kingdom Purchase price includes the service charges in relation to PO 20205. This order would be cancelled by ASL if unit is purchased (PO value $8,600) SA-100 Side Stream Laser Induced Fluorescence analyser for use in safe areas - SS 316L enclosure - 110v – 120v (60hz) - 4-20mA passive signal output - 1/2" NPT Female threaded chamber in 316L SS - 12” colour display - Stand (Height 1170mm) (+/-10mm) - General purpose USB keyboard - USB Connector - Ultrasonic cleaning - Standard Oil calibration (0-100ppm) - Standard documentation - Standard packaging - CE | CITY PIPE
2840WM | 2" 600# RF Williams Gate Valve W/Trim 8 NACE 60F2N | CITY PIPE
286 2IN DIE CAST LOCKNUT 4EA | Job # 21109-10 Charge back to moms meals | TOMMY WHITE
29-00000 | TYPE A BELTING 25' BOX 1/2" WIDE | CITY PIPE
29-00010 | 1" Yellowjacket Weather Cap MFG Part # WCL-1.0 | CITY PIPE
29-00020 | 2" Yellowjacket Weather Cap, MFG Part # WCL-2.0 | CITY PIPE
29-00325 | Actuator - Quarter Turn Modulating Electric Actuator, 24vdc-3.2a Lr Current 75% Duty Motor, Nema 7 Enclosure For Class I Groups C & D, Class Ii Groups E, F & G Divisions 1 & 2 Hazardous Locations With Iso 5211 F05 Mounting Pad With 14mm Female Star Drive, 200 Lb-In (22.6nm) Output Torque @ 9 Seconds/90 Degree Rotation. Equipped With Power Off Brake, 1k Potentiometer, 4-20ma Positioner, 4-20ma Position Transmitter, Compartment Heater & Thermostat With Dome Style Position Indicator. | CITY PIPE
29-17140 | Cap, Radiator 7# Automotive Type with 1/4' OD Vent Tube. MFG PN: 4908000220 KEN-29508-7 | CITY PIPE
29-20000 | Cooler - Gas Lube ACOC-30X48-141-1-PACK, Dual Fan / Double Stack | INDUSTRIAL
29-23200 | Coupling, Dodge 015724 60HCB Raptor 3" Bore w/Std KW & 2 SS ITEM NO: 07762094 | CITY PIPE
29-23230 | Coupling, Dodge 60HCBM 3-3/8" Raptor Flex Clutch ITEM NO: 08522015 | TOMMY WHITE
29-23260 | Coupling, Dodge 60HCB 3-1/2" Raptor Flex Clutch ITEM NO: 08521777 | MIDSTREAM VA
29-27035 | Filter Element, KG930-019P | INDUSTRIAL
29-28500 | Gasket, PN 1500-GM03 Coalesing Filter KV2000-055. | INDUSTRIAL
29-29150 | Indicator, Housing Visual Hydraulic Sliding Bar Donaldson Filter P574177, 2.5". | INDUSTRIAL
29-35000 | GAS OIL SEPARATOR 20" DIA 55" SEEM TO SEEM 2" INLET 2" DISCHARGE
29-35020 | SUCTION SCRUBBER 20" DIA 55" SEEM TO SEEM 3" INLET 3" DISCHARGE | MCCARTY EQUI
29-35100 | Scrubber 30" O.D. X 80" S/S Vert. ASME Code 80 PSI, 0/250F, 1/16"CA VORTEX BREAKER, INLET DIVERT LIFT LUGS, INLET 10" 150# RFWN, OUTLET 10" 150# RFWN, BYPASS 6" 150# RFWN, DRAIN 1" 3K F/CPLG, PSV 2" 150# RFWN, (2) LEVEL GAUGE 1/2" 3K F/CPLG, LEVEL SWITCH 2" K H/CPLG, LEVEL CONTROL SWITCH 2" 3K H/CPLG, SPARE 1" 3K F/CPLG, TEMPERATURE INDICATOR | MCCARTY EQUI
29-37075 | Gauge, Midwest Model 120 Differential Pressure Gauge, 3000 PSIG Working Pressure, Aluminum Body, Adjusting Screws & End Plugs, Stainless Steel Piston, Ceramic Magnet, Viton Seals, 2-1/2“ Round Dial, 1/4” FNPT Back Connections, Engineered Plastic Case w/ Shatter Resistant Acrylic Lens. MFG PN: 120-AA-10-OO Item Notes: 0-15 PSID | CITY PIPE
29-41975 | Bullseye, Steel Sight Plug (Bullseye), 1" MNPT, (34202) | UP&S, INC
29-42000 | Kenco 2" NPT 2000# Bulls Eye Sight Window @ 400°. MFG PN: KSW20-CS | INDUSTRIAL
29-42005 | Kenco Level Gauge. MFG PN: K99M50-18.125-CBL-HP-250-250-NS | CITY PIPE
29-42010 | Kenco High Pressure Sight Flow Indicator. MFG PN: KSF-HT-T-.375-V-S-P | EDGEN MURRAY
29-42075 | PRESSURE GAUGE, 0-60PSI, 1/4" NPT BOTTOM MOUNT CONNECTION, 2-1/2" WHITE ABS DIAL WITH BLACK ANODIZED POINTER, 304SS CASE AND RING, INJECTION-MOLDED ACRYLIC LENS, EXTRUDED BRASS SOCKET MFG PART #636008S4F02LP0L60# | CITY PIPE
29-42085 | Quest-TEC Tubular Level Gauge/Gauge Cocks, 1/2" NPT Process x 5/8" Instrument, Tubular Redline Glass. MFG PN: 1TC-CS | CITY PIPE
29-48100 | Monitor, Combustible Gas Monitor: Area Classification: Division 1 Explosion Proof Enclosure Type: Aluminum 3-Wire/Heated Models: Standard 3-Wire Model Output Option: Standard 4-20mA Output Gas Type: Methane Sensor Type: 10-9050 Smart Sensor, IR with Arctic Heater, Methane Sensor Range: 0-100% LEL Sensor Location: Local Mount with Splash Guard. MFG PN: 53000--005991 | CITY PIPE
29-50125 | MOTOR, TECO-WESTINGHOUSE #XP1256, 125HP 1200RPM XP 230/460V 445T FRAME CLASS I DIV I GROUP D | MCCARTY EQUI
29-64980 | PUMP, AMT 1-1/4 X1 MODEL 5021-X8 CAST STAINLESS PUMP, VITON MECH. SEAL, CLOSE COUPLED TO 1-1/2HP, 3PH, XP HAZARDOUS DUTY 56J MOTOR. | CITY PIPE
29-64995 | PUMP, VERSA-MATIC E1SA5T559C-ATEX 1" STAINLESS AOD PTFE DIAPHRAGMS, BALLS & SEATS, ALUMINUM CENTER BODY, BOLTED PUMP | CITY PIPE
29-65100 | Pump, Blackmer XF1C 1" with 56C Face Footed Bracket. Model XF1C41RS0152N0000. Mounted to Motor 00118XT3E143TC and including baseplate, couplings, coupling guard, and full assembly | UP&S, INC
29-65130 | Pump, Blackmer XF1C 1" with Baldor CXM0542 2HP 1800 RPM 56C Explosion Proof Electric Motor including baseplate, couplings, coupling guard, and full assembly.
29-69100 | Regulator, 1/4" filter regulator, die cast aluminum body, 250 PSIG maximum inlet pressure, 0-120 PSIG outlet, set at 80 PSIG, polyethylene 40 micron filter, Nitrile diaphragm. MFG PN: 330-BCB | HATFIELD AND
29-70000 | Regulator - 3" 150# Kimray Back Pressure Regulator. MFG PN: 318 FGT BP-D REG S6 VITON AAUS6V | INDUSTRIAL
29-72340 | Rota Chock Motor Mounts, R3 Basic Line RC3CS-ACE | VANZANDT CON
29-72355 | Rota Chock Motor Mounts, R2 Basic Line RC2S-H-ACE | VANZANDT CON
29-72370 | Rota Chock Motor Mounts, R3 Slim Line RC3AS-SL-ACE | CITY PIPE
29-85100 | Solenoid, ASCO EF8320G202-24DC 1/4" NPT, 3 way, 24 VDC, 3/32 orifice, normally closed, SS body | CITY PIPE
29-87935 | Stainless Steel Multi Port Needle Valve - 1/4" M x 1/4" F x 1/4" P x 6,000 PSI. MFG PN: NS6S2M2F | ULTIMATE WEL
29-88000 | Stainless Steel Multi Port Needle Valve - 1/2" M x 1/2" F x 1/2" P x 6,000 PSI. MFG PN: NS6G4M4F | ULTIMATE WEL
29-90025 | SS Ball Valve, 1/4" 2000 PSI 4E Valve two piece seal welded CF8M stainless steel ball valve, full port, FNPT end connections, RPTFE seats, 316 SS trim, locking handle, NACE MFG PN: .25-4E-420C8M16RRT-2F | CITY PIPE
29-90030 | SS Ball Valve, 1/2" 2000 PSI 4E Valve two piece seal welded CF8M stainless steel ball valve, full port, FNPT end connections, RPTFE seats, 316 SS trim, locking handle, NACE. MFG PN: .50-4E-420C8M16RRT-2F | FRANKLIN VAL
29-90035 | SS Ball Valve, 1" 2000 PSI 4E Valve two piece seal welded CF8M stainless steel ball valve, full port, FNPT end connections, RPTFE seats, 316 SS trim, locking handle, NACE. MFG PN: 1.00-4E-420C8M16RRT-2F | MCCARTY EQUI
29-90040 | SS Ball Valve, 1.5" 2000 PSI 4E Valve two piece seal welded CF8M stainless steel ball valve, full port, FNPT end connections, RPTFE seats, 316 SS trim, locking handle, NACE. MFG PN: 1.50-4E-420C8M16RRT-2F | MCCARTY EQUI
29-90060 | 1 1/2" NPT 3 Way Thermostatic Valve, 120F Thermostat, Aluminum Body. MFG PN: A1530N-120 | CITY PIPE
29-90075 | Check Valve, 1" 2000 PSI FNPT 4E swing check valve, ductile iron body, 304 SS disc, Viton seat and gasket, steel pipe plug, NACE MR0175. MFG PN: 1.00-4E-320DF3 | CITY PIPE
29-91000 | 1" WB-TH-0100-CXX ¦ 1" WELL HEAD BLOCK AND BLEEDVALVE, 2 PIECE, FULL PORT, 2000 WOG, SS BODY ANDEND CAPS, 316SS BALL AND STEM, THREADED ENDS, CTFESEATS, NACE, 1/4" BLEED VALVE WELDED TO MAIN BODY | MCCARTY EQUI
29-91075 | Valve - 1" NPT Kimray 300# WP Single Acting Motor Control Valve. MFG PN: 130 SMT-D - Ductile EUA | MCCARTY EQUI
29-91100 | 1" NPT Fisher NPS 1 D4 Bypass Control Valve | CITY PIPE
29-92000 | 2" WB-TH-0200-CXX 2" WELL HEAD BLOCK AND BLEED VALVE, 2 PIECE, FULL PORT, 2000 WOG, CF8MJ BODY AND END CAPS, SS316 BALL AND STEM, NPT THREADED ENDS, CTFE SEATS, NACE WITH 1/4" BLEED VALVE WELDED TO MAIN BODY | CITY PIPE
29-92160 | Valve - 2" 150# Kimray 250# WP Gas Back Pressure Valve, Ductile Iron. MFG PN: 218 FGT BP AAS | CITY PIPE
29-93000 | 3" V-Ball Control Valve MFG PN: 150300-11000CSKR-NF 3"F15-2-R-10-3-K-R-L-V90" 1.02 Part Number 700060-113G3536/K ACT,24VAC N4,600 IN-LB,60S,NXT 1.03 Part Number EZ-012D-2 ISO OPEN MOUNTING KIT - CS Bkt | MIDSTREAM VA
29-98005 | VFD DRIVE - PS0092 -75 HP HEAVY DUTY GA800 VFD TYPE 3R | VANZANDT CON
29-98125 | VFD, 125HP CT VFD (550 Lb-Ft Min.) Panel NEMA 3R, 3 Starters/OVLD's, Aux Contacts, 480VAC/120VAC 500VA Transformer, Terminals, Wireway, Circuit Breaker or Fuses | HATFIELD AND
29NS 45 1130SL 25L XNHSG 05# | Differential Pressure Gauge. 45 1130SL 25L XNHSG 05# **TAG IN HOUSE** TAG: DPG-1901A, DPG-1901B TAG: DPG-1911A, DPG-1911B TAG: DPG-1921A, DPG-1921B TAG: DPG-1931A, DPG-1931B | MICRO MOTION
29NS 75W0162SM260S | Ashcroft Thermowell 75W0162SM260S TW-1913E | CITY PIPE
2A 600V | 2A 600V TD CLASS CC FUSE | CITY PIPE
2A 600V CC TD FUSE | FRZ ATQR2 2A 600V CC TD FUSE 600V 2A CC TD FUSE | CITY PIPE
2A 600V TD CLASS CC FUSE | 2A 600V TD CLASS CC FUSE | CITY PIPE
2A2AL | 50' OF 2.0" X 2.0" X 20.0' ALUMINUM PERFORATED ANGLE | INDUSTRIAL
2AWG 1H ALCU | Job # 21109-10 Charge back to moms meals | INDUSTRIAL
2AWG ALCU 1H TERM | Job # 21109-10 Charge back to moms meals | CITY PIPE
2CL150DM3T/LADCWX1000 | ??? | CITY PIPE
2DEX7 | KLEIN D527-5 DIAG/FLUSH CUTTING PLIERS LIGHTWT 5" | INDUSTRIAL
2FBAL | 2.0" ALUMINUM FLAT BAR PERFORATED, 12 GAUGE X 10' | INDUSTRIAL
2FF33NRF | 2" Full Port R.F. Ansi 300 740# WP Steel Ball Valve 316 S.S. Ball & Stem, Nace | INDUSTRIAL
2IN "DC" BRASS CAM GROOVE, | 2in Dust Cap "DC" Brass Cam Groove, | CITY PIPE
2IN 90DEG CONDUIT EMT 2EA | Job # 21109-10 Charge back to moms meals | INDUSTRIAL
2IN ADPT X FMNPT "A" BRASS | 2in Adpt x FmNPT "A" Brass Cam Groove | CITY PIPE
2IN ALUM FLANGE BREAKAWAY | SBC200ALFL 2in Alum Flange Industrial Breakaway | INDUSTRIAL
2IN CONDUIT | 2" CONDUIT RIGID CONDUIT | HATFIELD AND
2IN OT KO SEAL | Job # 21109-10 Charge back to moms meals | HATFIELD AND
2IN SCHEDULE 40 COND 10EA | Job # 21109-10 Charge back to moms meals | TORO COMPLET
2IN TERMINAL ADPT 4 EA | Job # 21109-10 Charge back to moms meals
2-IN_90DEG_GALV_ELBOW | 2-IN_90DEG_GALV_ELBOW | MIDSTREAM VA
2-IN-36RAD-90 | 2-IN-36RAD-90DEG-SCH-40-ELL
2INB02F03FF/ADCWX600 | 2INB02F03FF/ADCWX600 2 IN. CL300 RF FULL PORT BALL VALVE, A216WCB BODY, 316SS BALL, NACE, PTFE SEAT MOUNTED TO A VALVCON ADCWX SERIES 1000 IN.LB ELECTRIC FAIL SAFE ACTUATOR W/ 4-20 MA OR 0-10VDC POSITION FEEDBACK, LITHIUM ION BATTERY BACK UP, 2 AUXILIARY LIMIT SWITCHES, NEMA 4/4X/7 & 9, UNIVERSAL POWER, HOLDING BRAKE, HEATER/THERMOSTAT, HANDWHEEL OVERRIDE, VISUAL INDICATOR, MOUNTING BRACKET & COUPLER FULLY ASSEMBLED & TESTED $2,495.00 EA. / 7-10 DAYS ARO | CITY PIPE
2INDM3TCL300/LADCWX3000 | 2INDM3TCL300/LADCWX3000 2” CL300 RF JFLOW # DM3T-2A23, 3-WAY, T PORT, CARBON STEEL BODY, 316SS TRIM, SUPER TFM SEATS & SEALS 304SS FASTENERS MOUNTED TO A VALVCON ADCWX SERIES 3000 IN.LB ELECTRIC ACTUATOR W/ 4-20 MA OR 0-10VDC POSITION FEEDBACK, BATTERY BACK UP, 2 AUXILLARY LIMIT SWITCHES, UNIVERSAL POWER, HOLDING BRAKE, HEATER/THERMOSTAT, HANDWHEEL OVERRIDE, VISUAL INDICATOR, MOUNTING BRACKET & COUPLER FULLY ASSEMBLED & TESTED $4,975.00 EA. / 3-4 WEEKS ARO | CITY PIPE
2-IN-GALV-STEEL | CONDUIT 2 INCH RIGID GALVANIZED | CITY PIPE
2-IN-PVC-FEMALE-ADPT | 2-IN-PVC-FEMALE-ADPT | CITY PIPE
2-IN-PVC-MALE-TERM-ADPT | 2-IN-PVC-MALE-TERM-ADPT | CITY PIPE
2P 30A SQD BREAKER | Charged back on service ticket to Iron Horse | CITY PIPE
2P3W 15A 125V CONN | LEV 1547 2P3W 15A 125V CONN | CITY PIPE
2U FIXED | 2U FIXED 19 COMPONENT SHELF 250D
2VLU1 | Toggle switch 4 connections on/off | CITY PIPE
2-WAY SOLENOID | ??? | CITY PIPE
2WR 3PL PIN&SLEEVE | APP CPP516 2WR 3PL PIN&SLEEVE Plug | CITY PIPE
2X 2 X ¼” ANGLE | 200' 2x 2 x ¼” Angle | CITY PIPE
2X1 3000# HEX THD BUSHING | (blank) | CITY PIPE
2X1 CONC RED | Reducers | CITY PIPE
2X1 REDUCING BUSHING | (blank) | CITY PIPE
2X1 TOL | Bonney Forge taper bore design | CITY PIPE
2X1/4 ANGLE IRON | 300' | INDUSTRIAL
2X1/4 FLAT BAR *RED* | 100' | JET SPECIALT
2X10 XH BLK SMLS NIPPLE | (blank) | TOMMY WHITE
2X2 4900-20 | ??? | TOMMY WHITE
2X2 4900-15 | ??? | CITY PIPE
2X2 4900-20 | ??? | CITY PIPE
2X2X1/4 ANGLE *RED* | Total 420' split between (7) jobs | CITY PIPE
2X2X1/4 ANGLE IRON | 500' of 2x2x1/4 angle iron in 20' joints | INDUSTRIAL
2X2X1/4 ANGLE RED | Total 420' split between (7) jobs | INDUSTRIAL
2X2X1/4 HOT ROLLED ANGLE *RED* | (15) 20' joints, 300' total, split between (11) jobs | CITY PIPE
2X2X1/4” ANGLE IRON | 2x2x1/4” Angle Iron | INDUSTRIAL
2X2X1/8 ANGLE IRON | (blank) | ELLIOTT ELEC
2X2X3/16 ANGLE *GREEN* | (10) 20' joints, 200' total | MCCARTY EQUI
2X3 | 2X3 RGD NIP
2X3 XH BLK SMLS NIPPLE | (blank)
2X3-13 | ???
2X3-13 CHARGE PUMP | Conditions: 10,000BPD @ 51PSI -- Crude Oil, 42 API Pump: Ruhrpumpen CPO ANSI 3x2-13 DI/SS Impeller: Full Seal: 1.750" Single Cartridge, C/SC/316SS/Viton Motor: Toshiba 20HP 1800RPM TEFC 3-Phase Coupling: Woods with Spacer Guard: Barrel Type Skid Mounted To Match Supplied Dimensions Skid: 18x60, Must Match 14.75" Ground to Centerline Suction Height -- Approx. 3-3/4" Riser Under Motor Needed | MCCARTY EQUI
2X3-13 GOULDS PUMP | ??? | FRANKLIN VAL
2X3-13 MTX DUPLEX | Curflo 3” x 2”-13 ANSI Ductile Iron centrifugal pump with AES cartridge seal driven by 20HP, 1800RPM, 480 VAC, 3 phase TEFC motor sized for 400BPH @ 50psi pump discharge and 35 API crude oil High Peak Energy 20436-03 | THE SHERWIN
2X3-13 SUMMIT | ??? | THE SHERWIN
2X3-13 SUMMIT 2196 | ??? | RK SUPPLY
2X3-13 SUMMIT PUMP | Pump: Summit 2196 ANSI 2x3-13 Ductile Iron Impeller: Full Motor: 20HP 1800RPM TEFC Seal: 1.750in Single Cartridge Skid Mounted, No Legs Conditions: 10,000BPD @ 53PSI -- 42 API Crude Oil, Charge Pump
2X4 | 2X4 RGD NIP | MCCARTY EQUI
2X4 GALNIP | CONDUIT NIPPLE 2 X 4 INCH RIGID | CITY PIPE
2X4 RGD NIP | 2X4 RGD NIP | UP&S, INC
2X4-GALV-NIP | CONDUIT NIPPLE 2 X 4 INCH RIGID GALVANIZED
2X6 BLK XH WOL | (blank) | CITY PIPE
2XC | 2" X Close galv nipple | VANZANDT CON
2XCLOSE | 2XCLOSE NIPPLES | MCCARTY EQUI
3 ½’’ – 3’’ X 1’’ TOL 3000LB | 3 ½’’ – 3’’ X 1’’ TOL 3000LB | MIDSTREAM VA
3 1/2" COUPLINGS /FLEX | RAPTOR 60HCB 3 1/2" COUPLINGS/FLEX | ELLIOTT ELEC
3 1/2-3 X 1 3000# TOL | Bonney Forge taper bore design | MIDSTREAM VA
3 1/2-3X1 TOL | Bonney Forge taper bore design | MCCARTY EQUI
3 150 FFWN STD DOMESTIC FLANGE | (blank) | MCCARTY EQUI
3 150 GASKET NO INNER RING | (blank)
3 150 VALVCON | VALVCON LADCWX SERIES 3000 IN.LB ELECTRIC FAIL SAFE ACTUATOR W/ 4-20 MA OR 0-10VDC POSITION FEEDBACK, LITHIUM ION BATTERY BACK UP, 2 AUXILIARY LIMIT SWITCHES, NEMA 4/4X/7 & 9, UNIVERSAL POWER, HOLDING BRAKE, HEATER /THERMOSTAT, HANDWHEEL OVERRIDE, VISUAL INDICATOR, MOUNTING BRACKET & COUPLER TO FIT CUSTOMER OWNED Warren valve spec
3'' 150# BRODIE CONTROL VALVE BV88 | J2EPCVOT 3" 150# BRODIE CONTROL VALVE BV88 Digital Control (BV88) Solenoid Pilot Control(Red Hat)(100 mopd) BV88A03ADCAA1AAA 150 lb. ANSI/285 PSI MWP VALVE BODY: CS PILOT BODY : SS - 120 VAC; 60 HZ Red Hat II PISTON / CYL: SS / SS TUBING / FITTINGS: SS SWAGELOK ELASTOMERS: "AP" with Teflon Bal-Seal Dynamic / Viton-F Static Piston NO MTR's ***4-6 WEEKS ARO | MICRO MOTION
3 150# FF WN SB FLANGE | 3 150# FF WN SB Flange
3 150# STD RF WN FLANGE | (blank)
3 150# THD RF FLANGE | (blank) | GRAYBAR
3 150# WNRF STD FLANGE | (blank) | GRAYBAR
3'' 204 - BIR <> D=2'-5 3/4'' | 3'' 204 - BIR <> D = 2' - 5 3/4'' | DEALERS
3 300/600 GASKET, NO IR | (blank) | MICRO MOTION
3 40S WLD LR 90 ELL 316/L | 3 40S WLD LR 90 ELL 316/L | CITY PIPE
3 5/8" COUPLINGS/FLEX | RAPTOR 60HCB 3 5/8" COUPLINGS/FLEX | MIDSTREAM VA
3 600# BLIND RTJ FLANGE | (blank) | DANIEL MEAS
3' 600#FLEX GSKT | ??? | DANIEL OPCO
3 BUNA SEAL | DBC61-300 3 Buna Seal Alum. / SS | VANZANDT CON
3 BUNA SEAL ALUM. / SS | DBC61-300 3 Buna Seal Alum. / SS | HATFIELD AND
3 FLEX 150 GSKT | ??? | MIDSTREAM VA
3 INCH FLEX HOSE | 3” 2000psi Slim Hole Rotary Hose Assy Coupled with 3” 600# RFSO Fixed x 3” 600# Floating Domestic Flange Assys OAL 44” Untested Includes Test+48-HP $150 | MCCARTY EQUI
3 IND BREAKAWAY | SBC300ALFL 3" Alum Flange Industrial Breakaway | MCCARTY EQUI
3 K2A29U 250MCM 1H | Job # 21109-10 Charge back to moms meals | MCCARTY EQUI
3 KVA POWER CENTER | 3KVA MINI PWR CNTR 1PH 480V-120/240V | MCCARTY EQUI
3 MICRO MOTION ELITE CORIOLIS | MICRO MOTION ELITE CORIOLIS METER, 3 INCH (DN80), 316L STAINLESS STEEL CMF300M355N2BAEZZZ | ELLIOTT ELEC
3 POS SEL SWITCH | SROLC-SHWE-NO/NO - 3 POS SEL SWITCH | CITY PIPE
3'' STD LR 90 DEG. WELD ELL | 3'' STD LR 90 DEG. WELD ELL | CITY PIPE
3 STD LR 90 ELBOW | (blank) | CITY PIPE
3 X 1 1/2 CONC RED STD | (blank) | CITY PIPE
3 X 1 1/2 XH BW CONC REDUCER | (blank)
3 X 1 1/2 XH CONC REDUCER | (blank) | MIDSTREAM VA
3 X 1 1/4 3000# TOL | Bonney Forge taper bore design
3 X 1 1/4 TOL | Bonney Forge taper bore design | ULTIMATE WEL
3 X 1 3000# STD ELBOLET | (blank) | ULTIMATE WEL
3 X 1 3000# TOL | (blank) | MIDSTREAM VA
3 X 1 RECTANGLE TUBING *WHITE* | (blank) | VANZANDT CON
3 X 1.5 PUMP | ??? | VANZANDT CON
3 X 1.5 S80 CONC SWAGE WPB PBE | (blank) | MCCARTY EQUI
3 X 1.5 S80 PBE CONC SWAGE | (blank) | CITY PIPE
3 X 1.5-10 A50 PUMP | ??? | CITY PIPE
3 X 1/2 3000# TOL | (blank) | CITY PIPE
3 X 1/2 UBOLT | (blank) | MCCARTY EQUI
3 X 10' HOSE | MULTI OIL BLUE 3IN-10FT 3MP 3MP 3in-10ft PP/GG 3in C/S MNPT Ends | CITY PIPE
3 X 10 XH BLK CS NIPPLE | (blank)
3 X 10 XH BLK CS SMLS NIPPLE | (blank) | CITY PIPE
3 X 10 XH BLK NIPPLE | (blank) | ELLIOTT ELEC
3 X 10 XH BLK SMLS NIPPLE | (blank) | SUMMIT
3 X 10 XH CS NIPPLE | (blank) | CITY PIPE
3 X 10 XH CS SMLS NIPPLE | (blank)
3 X 10 XH NIPPLE | (blank) | MICRO MOTION
3 X 12 XH NIPPLE | (blank) | ULTIMATE WEL
3 X 2 3000/6000# THD BUSHING | (blank) | ULTIMATE WEL
3 X 2 CONC SWAGE S80 BOE POE | (blank) | ULTIMATE WEL
3 X 2 RECTANGLE TUBING *GREEN* | (blank) | ELLIOTT ELEC
3 X 2 S80 CONC SWAGE | (blank) | MIDSTREAM VA
3 X 2 THD BUSHINGS | 3 x 2 Thd Bushings
3 X 2 X 1/4 ANGLE *RED* | (1) 20' joint | CITY PIPE
3 X 2 XH CONC RED | (blank) | ELLIOTT ELEC
3 X 2 XH ECC REDUCER | (blank)
3 X 2 XH RED 90 ELL | (blank) | MCCARTY EQUI
3 X 2 XH RED CONC | (blank)
3 X 2 XH THD SWAGE | (blank) | MCCARTY EQUI
3 X 3 X 1/4 ANGLE *RED* | (2) 20' joints, 40' total | MCCARTY EQUI
3 X 3 X 3/8 ANGLE IRON *YELLOW* | (1) 20' joint | MCCARTY EQUI
3 X 3 X1/4 ANGLE *RED* | All material on Quote #418202202 split between five skids | CITY PIPE
3 X 3/16 SQUARE TUBING | 6' of 3" X 3/16" square tubing | E-Z PIPE
3 X 3/4 3000# TOL | Bonney Forge taper bore design | E-Z PIPE
3 X 4 -8G PUMP | ??? | CITY PIPE
3 X 4 GALV NIPPLE | 3 x 4 Galv Nipple | CITY PIPE
3 X 4 XH BLK CS NIPPLE | (blank) | CITY PIPE
3 X 4 XH NIPPLE | (blank)
3 X 4-13 PUMPS | ??? | VIKING PUMP
3 X 6 XH NIPPLE | (blank) | HIGGINBOTH16
3 X 8 STD CONC RED | (blank) | FMC TECHNOLO
3 X 8 XH BLK CS NIPPLE | (blank) | CITY PIPE
3 X 8 XH NIPPLE | (blank) | ULTIMATE WEL
3 X CLOSE XH NIPPLE | (blank) | ELLIOTT ELEC
3 YELLOW 3X10 HOSE | G210512100080_F 1.0 Multi-Vapor Yellow 3 X10FT 3"MP X 3" FLG 1.0 Multi-Vapor Yellow 3" PP/GG 5BAR GCH 5bar-PP- VAPOR- EN13765:2018 TYPE1 -30/80 C. QUARTER AND YEAR MARKING Yellow Polyester PVC coated PHKC-CC-MALE THREAD 3" NPT PHKC-CCC-FLOAT ASA 150-3"-80MM | SPECIALTY EQ
3" GROUND CONDUIT HUB | 3" GROUND CONDUIT HUB | CITY PIPE
3" SS ELEMENTS | ??? | CITY PIPE
3" & 4" STRAINER BASKET | 454087 3.625 OD X 12GA X 8.688-316L OD TOLERANCE: ± .010 LENGTH: ± .030 MATERIAL: TYPE 316L 12 GAUGE: .105 ± .005 1/4 X 3/8 STG = 50% OPEN AREA WELDED SEAM: SPIRAL SMOOTH: OUTSIDE SURFACE | CITY PIPE
3" 150 CS BLEED RING 3/4 TAP | SP-BR-CS-3-150-.75 Superior Products 3" 150 CS BLEED RING 3/4 TAP | CITY PIPE
3" 150 DANIEL 707 VALVE | 3" 150# Daniel 707 spring loaded back pressure valve, carbon steel body, SS piston, tubing and fittings, viton o-rings, 30-120 psi spring range TAG: STDLD400-PCV-20000 set at 40 psi STDLD400-PCV-20001 set at 65 psi DOCMTRVLV Material test report, control valves DOCQAHT Hydrostatic Test Certificate | CITY PIPE
3" 150 FF PAPER GASKETS | 1/8" thick | CITY PIPE
3" 150 FLEX GASKET | (blank) | CITY PIPE
3" 150 FLO-TITE WITH VALVCON | 3” FLO-TITE, TRANS-FLO SERIES, MODEL MPF15-CS, MULTI PORT, 150 FLANGED, T-PORT, CS BODY, SS TRIM, TFM SEATS AND STEM SEALS, GRAPHITE BODY SEALS, LEVER HANDLE WITH VALVCON LADCWX SERIES 3000 IN.LB ELECTRIC FAIL SAFE ACTUATOR W/ 4-20 MA OR 0-10VDC POSITION FEEDBACK, LITHIUM ION BATTERY BACK UP, 2 AUXILIARY LIMIT SWITCHES, NEMA 4/4X/7 & 9, UNIVERSAL POWER, HOLDING BRAKE, HEATER /THERMOSTAT, HANDWHEEL OVERRIDE, VISUAL INDICATOR, MOUNTING BRACKET & COUPLER TO FIT | CITY PIPE
3" 150 PROMASS | 8F3B80-1T8M0/0 | CITY PIPE
3" 150 RF BLIND FLANGE | (blank) | ELLIOTT ELEC
3" 150 RFWN STD FLANGE | (blank)
3" 150 RFWN XH FLANGE | (blank) | CITY PIPE
3" 150 WN | FLANGE WN, 150 LB, RF, ASME 816.5 | HIGGINBOTH16
3" 150" ORIFICE PLATE | 3” 150# PADDLE TYPE ORIFICE PLATE, 304SS, 1/8” THICK MATERIAL WITH A SQUARE EDGE .75 bore diameter | HIGGINBOTH16
3" 150# CORIOLIS METER | ??? | TEINERT META
3" 150# 304SS BLEED RING | 3" 150# 304SS Bleed Ring with 1/2" Tap | BULLDOG STEE
3" 150# 3-WAY | ??? | TEINERT META
3" 150# 3-WAY BALL VALVE | ??? | CITY PIPE
3" 150# 3-WAY W/V-TORK VTM3 | 3" ANSI 150 3-way valve, automated with a V-Tork VTM3 electric actuator, 120VAC, with battery back-up V-Tork VTM series electric actuator, 120 VAC, explosion proof enclosure, two mechanical SPDT limit switches, two mechanical SPDT auxiliary switches, two torque switches, 3983 LBF/In torque output, heater, complete with battery back up for failsafe operation, thermal overload protection, worm gear drive train for self-locking position, auto-declutching manual override with handwheel operator, ISO 5211 mounting pad, and visual position indicator | CITY PIPE
3" 150# BALL VALVE | 3" 150# RF FP WCB BODY F316SS TRIM RTFE FLOATING BALL FIRE SAFE LEVER OP WARREN 6155FS-TR | CITY PIPE
3" 150# BALON BALL VALVE | 3" Full Port R.F. Ansi 150 285# WP Steel Ball Valve 316 S.S. Ball & Stem, Nace 3FF13NRF Handle 3-4" Bore | TORO COMPLET
3" 150# BALON CHECK VALVE | 3" Full Port R.F. Ansi 150 285# WP Steel Check Valve S.S. Seat Nace 3FC13SRF | INDUSTRIAL
3" 150# BLEED RING | 3"-150# BLEED RING RF A516-70N W/ 3/4" NPT TAP | CITY PIPE
3" 150# BLEED RING W/ 3/4" TAP | 3" 150 CS BLEED RING W/ 3/4" NPT TAP DELIVERY: 3-4 WORK DAYS ARO | INDUSTRIAL
3" 150# BLEED RINGS | 3" 150# Bleed Rings W/1/2" Tap | INDUSTRIAL
3" 150# BLIND | 3" 150# Blind | INDUSTRIAL
3" 150# BLIND FLANGE | 3" 150# BLIND FLANGE | CITY PIPE
3" 150# BLIND FLANGE W/1" TAP | (blank) | CITY PIPE
3" 150# BLIND RF FLANGE | (blank) | INDUSTRIAL
3" 150# BONNEY FORGE | 3" 150# Bonney Forge Globe Valve | CITY PIPE
3" 150# BP VALVE | ??? | INDUSTRIAL
3" 150# BRODIE CONTROL VALVE BV60 | J2EPCVOT 3" 150# BRODIE CONTROL VALVE BV60 BACK PRESSURE CONTROL VALVE BV60A03ADC5A1AAA 150 lb. ANSI/285 PSI MWP VALVE BODY: CS PILOT BODY : SS PISTON / CYL: SS / SS TUBING / FITTINGS: SS SWAGELOK ELASTOMERS: "AP" with Teflon Bal-Seal Dynamic / Viton-F Static Piston NO MTR's - SPRING SET 30-80 PSI ***4-6 WEEKS ARO | INDUSTRIAL
3" 150# BRODIE CONTROL VALVE BV88 | J2EPCVOT 3" 150# BRODIE CONTROL VALVE BV88 Digital Control (BV88) Solenoid Pilot Control(Red Hat)(100 mopd) BV88A03ADCAA1AAA 150 lb. ANSI/285 PSI MWP VALVE BODY: CS PILOT BODY : SS - 120 VAC; 60 HZ Red Hat II PISTON / CYL: SS / SS TUBING / FITTINGS: SS SWAGELOK ELASTOMERS: "AP" with Teflon Bal-Seal Dynamic / Viton-F Static Piston NO MTR's ***4-6 WEEKS ARO | CITY PIPE
3" 150# CGI GASKETS | (blank) | CITY PIPE
3" 150# CHECK VALVE | ???
3" 150# CMF300 METER | ??? | CITY PIPE
3" 150# CORIOLIS | ??? | CITY PIPE
3" 150# CORIOLIS METER | CMF300M355N2BAEZZZ MICRO MOTION ELITE CORIOLIS METER, 3 INCH (DN80), 316L STAINLESS STEEL A 316L Stainless Steel ELITE peak performance Coriolis flow meter designed to deliver accurate, repeatable flow measurement in the most challenging applications | TORO COMPLET
3" 150# CORIOLOS METER | CMF300M355N2B2EZZZ MICRO MOTION ELITE CORIOLIS METER, 3 INCH (DN80), 316L STAINLESS STEEL INCLUDES API LICENSE | CITY PIPE
3" 150# CS BLEED RING | 3" 150# CS BLEED RING W/ 1/2" SW TAP A105/A350 LF2 | CITY PIPE
3" 150# CS WN FLANGE STD | (blank) | CITY PIPE
3" 150# CV KF | 3” 150# kf check valve Nace | CITY PIPE
3" 150# DIVERT MOV | 3" 150# Flo-Tite 3-way T-port divert ball valve with Triac XE-2640A 24VDC Actuator 2640 IN. LB Electric Actuator, 2 Position Control (On/Off) Only, ATEX approved for Eexd IIB T4, Conforms to NEMA Type 4, 4X, 7 & 9, 24VDC, Visual Indicator, Handwheel Override, Heater & Thermostat, 2 Aux Switch, 4 Independent Cams, 2 Torque Switches Junction Resources 20353-01 & 02 | CITY PIPE
3" 150# DIVERT VALVE | 3INDM3TCL150/LADCWX3000 3” 150# JFLOW # DM3T 150#RF, 3-WAY, T PORT, CARBON STEEL BODY, 316SS TRIM, SUPER TFM SEATS & SEALS 304SS FASTENERS MOUNTED TO A VALVCON LADCWX SERIES 3000 IN.LB ELECTRIC ACTUATOR W/ 4-20 MA OR 0-10VDC POSITION FEEDBACK, BATTERY BACK UP, 2 AUXILLARY LIMIT SWITCHES, UNIVERSAL POWER, HOLDING BRAKE, HEATER/THERMOSTAT, HANDWHEEL OVERRIDE, VISUAL INDICATOR, MOUNTING BRACKET & COUPLER FULLY ASSEMBLED & TESTED | MIDSTREAM VA
3" 150# FF GASKET | (blank) | CITY PIPE
3" 150# FF NASB 1/16TH GASKET | (blank) | CITY PIPE
3" 150# FF PAPER GASKET | (blank) | CITY PIPE
3" 150# FF PAPER GASKETS | (blank) | CITY PIPE
3" 150# FF STD FLANGE | (blank) | CITY PIPE
3" 150# FF WN FLANGE | (blank) | CITY PIPE
3" 150# FFWN STD FLANGE | (blank)
3" 150# FISHER CONTROL VALVE | ??? | DAVIS & DAVI
3" 150# FLANGE SUPPORT | (blank) | HATFIELD AND
3" 150# FLANGES STD | 3’’ flg wn 150lb rf std
3" 150# FLO-TITE MOV DIVERT | 3CL150MPF15CS/LADCWX3000 3 IN. CL150 FLO-TITE CSXSS 3-WAY FULL PORT T-PORT BALL VALVE, TFM SEATS & SEALS MOUNTED TO A VALVCON LADCWX SERIES 3000 IN.LB ELECTRIC ACTUATOR W/ 4-20 MA OR 0-10VDC POSITION FEEDBACK, BATTERY BACK UP, 2 AUXILLARY LIMIT SWITCHES, UNIVERSAL POWER, HOLDING BRAKE, HEATER/THERMOSTAT, HANDWHEEL OVERRIDE, VISUAL INDICATOR, MOUNTING BRACKET & COUPLER FULLY ASSEMBLED & TESTED MARATHON 20122-01 | MIDSTREAM VA
3" 150# FLOWTITE DIVERT | FLOTITE MPF15CSTFFGL080 - FLOTITE 3IN 3 WAY 150# 3" FLO-TITE, TRANS-FLO SERIES, MODEL MPF15-CS, MULTI PORT, 150 FLANGED, T-PORT, CS BODY, SS TRIM, TFM SEATS AND STEM SEALS, GRAPHITE BODY SEALS, LEVER HANDLE PN: MPF15-CS-T-FFG-L-080 | MIDSTREAM VA
3" 150# FRANKLIN | 3" ANSI 150# Franklin DuraSeal Valve, Fig.#D711. Viton slip seals & trim, A216 WCB Body with Chrome ID, A350 LF2 Plug with ENP, A350 LF2 Bonnet and Lower Plate, A536 DI Slips, Raised Face Flanged End, 100 Handwheel Operator & DTR Assembly. Quote 16763 | MIDSTREAM VA
3" 150# FRANKLIN DB&B | ??? | LEGACY FLOW
3" 150# GASKET | (blank) | CITY PIPE
3" 150# GASKET NO IR | (blank)
3" 150# GASKET W/316 IR | (blank)
3" 150# GASKET W/316 WINDINGS | (blank) | CITY PIPE
3" 150# GASKET W/IR | (blank) | CITY PIPE
3" 150# GASKET, NO IR | (blank) | INDUSTRIAL
3" 150# GASKETS | 3" 150# Gaskets | INDUSTRIAL
3" 150# GASKETS NO INTERRING | (blank) | INDUSTRIAL
3" 150# GATE VALVE | ??? | INDUSTRIAL
3" 150# GWC BV | GWC3CL150F150 3” CL150 2 PIECE TRUNNION BALL VALVE, CS X SS, NACE, API6D, LEVER OPERATED MARATHON | TORO COMPLET
3" 150# GWC BV* | GWC3CL150F150 3” CL150 2 PIECE TRUNNION BALL VALVE, CS X SS, NACE, API6D, LEVER OPERATED MARATHON | CITY PIPE
3" 150# ISV BALL VALVE | BT3EBU-F015-1136RF-DH-NFB (3” CL150 VALVE ONLY) 3 IN. CL150 ISV TRUNNION BALL VALVE, 3 PIECE DESIGN, A105N BODY, SS BALL, SS STEM, DEVLON SEAT, HNBR SEAL MARATHON 20122-01 | CITY PIPE
3" 150# ISV BV | 3" 150# ISV BALL VALVE BT3EBU-F015-1136RF-DH-NFB (3” CL150 VALVE ONLY) 3 IN. CL150 ISV TRUNNION BALL VALVE, 3 PIECE DESIGN, A105N BODY, SS BALL, SS STEM, DEVLON SEAT, HNBR SEAL JOB NUMBER(S): 19967-01 (1), 19968-01 (1) | TORO COMPLET
3" 150# METER | ??? | INDUSTRIAL
3" 150# MICRO MOTION METER | MICRO MOTION ELITE CORIOLIS METER, 3 INCH (DN80), 316L STAINLESS STEEL CMF300M355N2BAEZZZ CMF300M MICRO MOTION ELITE CORIOLIS METER, 3 INCH (DN80), 316L STAINLESS STEEL 355 Process Connections: 3-inch CL150 ASME B16.5 F316/F316L Weld neck flange Raised face N Case Options: Standard pressure containment 2 Electronics Interface: 4-wire polyurethane-painted aluminum integral enhanced core processor for remote mount transmitters B Conduit Connections: 1/2-inch NPT - no gland A Approvals: CSA (US and Canada): Class I, Div 1 E Language: English installation manual Z Calibration Options: 0.10% mass flow and 0.0005 g/cc density calibration Z Measurement Application Software: | INDUSTRIAL
3" 150# MIXER MATERIAL | ??? | INDUSTRIAL
3" 150# MM METER | ??? | TORO COMPLET
3" 150# MM METERS | ??? | INDUSTRIAL
3" 150# MMM | MICRO MOTION ELITE CORIOLIS METER, 3 INCH (DN80), 316L STAINLESS STEEL CMF300M355N2BAEZZZ | TOMMY WHITE
3" 150# OQ VIC PROBE | OQ Measurements 3” 150 BS&W Probe, Victaulic Model # OQ-3-150-F | TOMMY WHITE
3" 150# ORIFICE PLATE | 3” 150# PADDLE TYPE ORIFICE PLATE, 304SS, 1/8” THICK MATERIAL WITH A SQUARE EDGE .75 bore diameter. Medallion 22027-01 thru 22041-01 | CITY PIPE
3" 150# PAPER GASKETS | 3" 150# Paper Gaskets | ULTIMATE WEL
3" 150# PATHWAY | Model# 304-332-12A1, 3” 150# RF flanged connections, ductile iron body, pneumatic actuated, spring under diaphragm (flow from common upper port to lower/divert port with no air supply), removable SST trim seats, acetal trim plug inserts, nitrile/brass packing gland, nitrile seals; WP 275 psig | TOMMY WHITE
3" 150# PBV BALL VALVE | Valve Ball PBV 6700 Series 3.00 Inch 3pc Trunnion CL 150 FP RF LO A105/LF2 Body SS Trim G/ PTFE Seats HNBR Seals API 6D NACE Firesafe 97DGN | CITY PIPE
3" 150# PROBE | ??? | INDUSTRIAL
3" 150# PROMASS METER | P8EH000749 8F3B80-CSIMADDFADSAAASAA2+EBEJ | INDUSTRIAL
3" 150# REMAN FISHER | NEW/REMAN 3" 150#RF FISHER VALVCON-V150, CARBON STEEL BODY, SST BALL, TCM SEAL, PEEK\PTFE BEARINGS, COMP PACKING, CLASS VI SHUTOFF, ***NEW*** VALVCON ADCWX SERIES 600 IN.LB ELECTRIC FAIL SAFE ACTUATOR W/ 4-20 MA OR 0-10VDC POSITION FEEDBACK, LITHIUM ION BATTERY BACK UP, 2 AUXILIARY LIMIT SWITCHES, NEMA 4/4X/7 & 9, UNIVERSAL POWER, HOLDING BRAKE, HEATER /THERMOSTAT, HANDWHEEL OVERRIDE, VISUAL INDICATOR (VALVE-REMAN) (ACT-NEW) | INDUSTRIAL
3" 150# RF BLIND FLANGE | (blank) | CITY PIPE
3" 150# RF BLIND FLANGE F52 | NACE MR0175 | INDUSTRIAL
3" 150# RF FISHER V150 | REMANUFACTURED 3" 150# RF FISHER V150, CS BODY, SST/CRPL BALL, HD METAL BALL SEAL, PEEK\PTFE BEARINGS, CLASS IV SHUTOFF, PTFE PACKING, 3/4" DOUBLE-D SHAFT ACTUATOR VALVCON ACTUATOR, MODEL LADCWX2000UL3Z-UP, FM Explosion Proof , TORQUE: 2000 IN/LB, ON/OFF POSIT BOARD W/BATTERY BUHWVolt: UNIVERSAL PWR, CONT DUTY BRAKE, 2 AUX LS | CITY PIPE
3" 150# RF GASKET | (blank) | INDUSTRIAL
3" 150# RF PAPER GASKET | (blank) | MCCARTY EQUI
3" 150# RF PAPER GASKETS | (blank) | LEGACY FLOW
3" 150# RF SO FLANGE | (blank) | TORO COMPLET
3" 150# RF THD FLANGE | (blank) | VANZANDT CON
3" 150# RF THD WELDBEND FLG | (blank) | BRAY PROCESS
3" 150# RF THREADED FLANGES | (blank) | CITY PIPE
3" 150# RF WN FLANGE | (blank) | HATFIELD AND
3" 150# RF WN SB FLANGE | 3" 150# RF WN SB FLANGE | HATFIELD AND
3" 150# RF WN STD FLANGE | (blank) | HATFIELD AND
3" 150# RF WN XH FLANGE | (blank) | HATFIELD AND
3" 150# RFF FLOATING BALL VALVE | FLOATING BALL VALVE VELAN F10-01402-SSE1WCB BODY, SS TRIM, MPTFE SEATS, FULL PORT, FIRE SAFE, LOCKABLE LEVER, B7M BOLTS, NACE | INDUSTRIAL
3" 150# RFWN STD FLANGE | (blank) | SUMMIT
3" 150# SEAL KIT | 3" 150 Seal Kit P/N: SK1V | HIGGINBOTH16
3" 150# SENSOR | ??? | TEINERT META
3" 150# SLIP ON FLANGES | 3" 150# slip on Flanges A105 | TEINERT META
3" 150# SLIPS | 3" 150 Slips P/N: R-18-101CNV (Priced per Slip) | TEINERT META
3" 150# SPACERS | 3” 150# RING SPACER ONLY, 1/8” THICK, 304SS MATERIAL, FULL BORE (NO HANDLE) | TEINERT META
3" 150# SS WN | 3 150 RF WN FLG 40S 316/L | TEINERT META
3" 150# STD RF WN FLANGE | (blank) | TEINERT META
3" 150# STRAINER MATERIAL | ??? | COMMERCIAL E
3" 150# SW GASKET | 3" 150# SW Gasket | CITY PIPE
3" 150# THD FLANGE | (blank) | INDUSTRIAL
3" 150# THD RF FLANGE | (blank) | CITY PIPE
3" 150# TRIAC | 31C-F1-0300-XXX-T/X5000-PS024-EPB TRIAC 3" 150# RF FLANGE CS X SS 3 WAY T PORT DIVERT VALVE, ASSEMBLED AND TESTED TO 24VDC ON-OFF EXPLOSION PROOF FAIL CLOSE ACTUATOR WITH SUPER CAP | CITY PIPE
3" 150# WARREN BALL VALVE | WARREN31506155FS
3" 150# WARREN BV | ??? | TORO COMPLET
3" 150# WARREN CHECK VALVE | 3" Check Valve 150 WAR3150315561VVR | TORO COMPLET
3" 150# WARREN CV | 3" 150# WARREN SWING CHECK WCB/8 BC Swing CK RF 3155-8 | TORO COMPLET
3" 150# WELLMARK BP VALVE | VAL 5555_3_20_DFG_B_V_10-80#_SS TUBING Spring range 10-80psi | MIDSTREAM VA
3" 150# WHEATLEY | ??? | CITY PIPE
3" 150# WHEATLEY SWING CHECK | 3” ANSI 150 LB. CLASS, RAISED FACE FLANGED ENDS, TOM WHEATLEY, FIGURE #1535, BOLTED BONNET, CAST CARBON STEEL, A􀀀216, GR. WCC, HORIZONTAL SWING CHECK VALVE, COMPLETE WITH 316 SS CLAPPER/TRIM, 316 S.S. REMOVABLE SEAT RING, AND VITON􀀀A SEALS, API 6D MONOGRAMMED, NACE MR􀀀0175, 2002. FIRE TESTED PER API 6FD | GRAYBAR
3" 150# WKM BALL VALVE | VALVE, BALL, FLOATING, 3 IN (80 MM) X 3 IN (80 MM), FLANGED RAISED FACE, WKM 320F, ANSI 150 (20 PN), 290 PSI (20 BAR) MOP, 230 PSI (16 BAR) MOP AT MAX TEMP, TRIM 24-TTF-23, CARBON STEEL BODY, CF8M/316 SS BALL, 316 SS STEM, FILLED PTFE SEAT, PTFE PACKING, WRENCH WITH LOCK DEVICE LESS LOCK, API 607, B16.34, -20 F (-29 C) - +300 F (+149 C), LONG PATTERN, ADJUSTABLE STEM PACKING NACE | MIDSTREAM VA
3" 150# WN RF STD | 3" 150# WN RF Std | MIDSTREAM VA
3" 150# WN RF STD A105 | 3" 150# WN RF STD A105 | DEALERS
3" 150# WN STD FLANGE | (blank) | SUMMIT
3" 150# WN STD RF | 3" 150# WN Std RF | GRAYBAR
3" 150# WNRF STD FLANGE | (blank) | TORO COMPLET
3" 150# XH RF WN FLANGE | (blank) | GRAYBAR
3" 150# XH WNRF FLANGE | (blank) | ELLIOTT ELEC
3" 2000# 90 THD ELBOW | (blank) | DEALERS
3" 2000# THD 45 ELBOW | (blank) | CITY PIPE
3" 2000# THD 90 ELBOW | (blank) | SUMMIT
3" 2000# THD ELBOW | (blank) | SUMMIT
3" 2000# THRD 90 ELBOW | (blank) | ELLIOTT ELEC
3" 3/600 CGI GASKET | 3" Gasket | AWC, INC
3" 3/600# GASKETS NO INTERRING | (blank) | REXEL
3" 300# BALON BV | ??? | CITY PIPE
3" 300# BLIND W/1" TAP | (blank) | TORO COMPLET
3" 300# CORIOLIS METER | MICRO MOTION ELITE CORIOLIS METER, 3 INCH (DN80), 316L STAINLESS STEEL CMF300M356N2BAE2ZZ CMF300M MICRO MOTION ELITE CORIOLIS METER, 3 INCH (DN80), 316L STAINLESS STEEL 356 Process Connections: 3-inch CL300 ASME B16.5 F316/F316L Weld neck flange Raised face N Case Options: Standard pressure containment 2 Electronics Interface: 4-wire polyurethane-painted aluminum integral enhanced core processor for remote mount transmitters B Conduit Connections: 1/2-inch NPT - no gland A Approvals: CSA (US and Canada): Class I, Div 1 E Language: English installation manual 2 Calibration Options: 0.05% mass flow and 0.0005 g/cc density calibration Z Measurement Application Software: No measurement application software Z Factory Options: Standard product
3" 300# DSI CV | ??? | CITY PIPE
3" 300# FF GASKET | (blank) | CITY PIPE
3" 300# FF PAPER GASKET | (blank) | GRAYBAR
3" 300# FFWN STD FLANGE | (blank) | ELLIOTT ELEC
3" 300# FISHER | **NEW** FISHER 3" 300#RF V300-2052 CONTROL VALVE ASSEMBLY WCC STEEL FLANGED BALL BODY TCM PLUS COMPOSITION SEAL CG8M SST BALL, 3/4" S20910 SPLINED SHAFT, PTFE PACKING SIZE 1 FAIL CLOSE (PDTO) ACTUATOR; RIGHT HAND MOUNTED OPERATING RANGE: 0-58 PSI TOPWORX DXP-L21GSEB PROCESS LEVEL 3 ***DELIVERY ESTIMATED AT 5-6 WEEKS ARO | SUMMIT
3" 300# FISHER MOV BPCV | ??? | SUMMIT
3" 300# FLANGE INSULATION KIT | (blank) | CITY PIPE
3" 300# FRANKLIN DB&B | ???
3" 300# FRANKLIN VALVE | 3" ANSI 300# Franklin DuraSeal Valve, Fig.#D721. Viton slip seals & trim, A216 WCB Body with Chrome ID, A350 LF2 Plug with ENP, A350 LF2 Bonnet and Lower Plate, A536 DI Slips, Raised Face Flanged End, 100 Handwheel Operator & DTR Assembly | CITY PIPE
3" 300# GASKET W/316 WINDINGS | (blank)
3" 300# GASKET W/IR | (blank) | SLATER CONTR
3" 300# ISV BALL VALVE | 3" 300# ISV BALL VALVE 3 PIECE FORGED BOLTED BODY, RAISED FACE FLANGE END, FULL PORT, BODY: A105N , SS BALL, SS STEM, DEVLON SEAT, HNBR SEAL MPLX 20470-01, 20470-02 & 20471-01 | CITY PIPE
3" 300# METER | ??? | CITY PIPE
3" 300# MM METER | ???
3" 300# RF STD WN FLANGE | (blank) | JET SPECIALT
3" 300# RFWN SCH 40 FLANGE | (blank) | CITY PIPE
3" 300# RFWN STD FLANGE | (blank) | CITY PIPE
3" 300# RFWN XH FLANGE | MACHINE TO FLAT FACE | ELLIOTT ELEC
3" 300# STD RFWN | (blank)
3" 300# TRUNNION BALL VLAVE | 3" 300# ISV TRUNNION MOUNTED BALL VALVE, 2 PIECE FORGED BOLTED BODY, RAISED FACE FLANGED ENDS, FULL PORT, BODY: A105N, BALL: SS, STEM: SS, SEAT: DEVLON, SEAL: HNBR, LEVER OPERATED FIG# BT3EU‐F060‐1136RF‐DH‐NFL Marathon 20598-01 & 20599-01 | CITY PIPE
3" 300# WKM | ??? | CITY PIPE
3" 300# WN RF STD | 3" 300# WN RF Std
3" 300# WN RF STD FLANGE | (blank) | TEINERT META
3" 300# WNFF XH FLANGE | (blank)
3" 300# WNRF STD FLANGE | (blank)
3" 300# WNRF XH FLANGE | (blank) | CITY PIPE
3" 300/600# GASKET | (blank) | CITY PIPE
3" 300/600# GASKET NO IR | (blank) | MIDCO MACHIN
3" 300/600# GASKET W/IR | (blank) | CITY PIPE
3" 300/600# GASKET WITH IR | (blank) | CITY PIPE
3" 3000# BALL VALVE | 3" 3000# Ball Valve
3" 3000# THD 45 ELBOW | (blank) | CITY PIPE
3" 3000# THD 90 ELBOW | (blank) | CITY PIPE
3" 3000# THD CAP | (blank)
3" 3000# THD COUPLING | (blank) | TORO COMPLET
3" 3M THRD FULL COUPLING | (blank) | CITY PIPE
3" 45 2000# | 3" 45 2000#
3" 600 RF FISHER V200 | (REMAN) 3" 600 RF FISHER V200 FLANGELESS VEEBALL, CS BODY, SST TRIM, TCM BALL SEAL, PTFE PACKING, DD SHAFT ACTUATOR LIMITORQUE QX-1 ELECTRIC ACTUATOR, XP, 3/60/460VAC, MODULATING CONTROLS, OA CONTACTS, APT 4-20mA (IN/OUT), ADAPTION, MOUNT/SET | CITY PIPE
3" 600 RF THD FLANGE | (blank) | CITY PIPE
3" 600 RFWN XH FLANGE | (blank) | ELLIOTT ELEC
3" 600 RTJWN XH FLANGE | (blank) | CITY PIPE
3" 600# BALL VALVE | ???
3" 600# BALON BALL VALVE | 3" Full Port R.F. Ansi 600 1,480# WP Steel Ball Valve 316 S.S. Ball & Stem, Nace 3FF63NRF | CITY PIPE
3" 600# BALON CHECK VALVE | 3" Full Port R.F. Ansi 600 1,480# WP Steel Check Valve S.S. Seat Nace 3FC63SRF | CITY PIPE
3" 600# BALON SWING CHECK VALVE | (blank) | CITY PIPE
3" 600# BLEED RING | 3" 600# CS Bleed Ring W/1/2" Tap | CITY PIPE
3" 600# BLEED RING W/ 3/4" TAP | 3" 600 CS BLEED RING W/ 3/4" NPT TAP | CITY PIPE
3" 600# BLEED RING WITH 3/4" | 3"-300#/600# BLEED RING RF A516-70N W/ 3/4" 1 EA 176.47 176.47 NPT TAP | CITY PIPE
3" 600# BLIND | FLANGE BLIND, 600 LB, RF, ASME 816.5, ASTM A 105 | CITY PIPE
3" 600# BLIND FLANGE | 3" 600# Blind Flange | CITY PIPE
3" 600# BLIND W/1" TAP | (blank) | TEINERT META
3" 600# CGI GASKETS | (blank) | TEINERT META
3" 600# CHECK SWING WAFER VALVE | (blank) | CITY PIPE
3" 600# CHECK VALVE | 3" 600# WHEATLEY Swing Check Valve with Nace Trim & KIT, 3" 600# WHEATLEY CS F.E. CHECK VALVE NACE TRIM | TEINERT META
3" 600# CS BLEED RING | 3" 600# CS Bleed Ring with 1/2" tap | TEINERT META
3" 600# DBB | ??? | TEINERT META
3" 600# ESD VALVE | 20012330-10720199/3FP-BS6R-A105N-17333-NC/X5000-PS 120-EPB ¦ 3"600# RF FLANGE TRUNNION NEWAY BALL VLV ASSEMBLED AND TESTED TO 120VAC ON-OFF FAIL CLOSED EXPLOSION PROOF ACTUATOR WITH SUPER CAP. Stores Number: 20012330-10/X5000-PS Medallion New Style 2022 LACTS | CITY PIPE
3" 600# FISHER CONTROL VALVE | REM3CL600ET/CML1500 REMAN 3" 600# RF FISHER ET CONTROL VALVE, CARBON STEEL BODY, 3-7/16" FULL PORT, 416SST PLUG AND SEAT RING, 17-4PH =% CAGE, 2- PIECE SEAL RING, CLASS IV SHUTOFF, COMP PACKING, 1-1/2" TRAVEL, 1/2" STEM, 2-13/16" YOKE BOSS MOUNTED TO A ROTORK CML1500 120 VAC EXPLOSION PROOF LINEAR ACTUATOR COMPLETE WITH MOUNTING BRACKET AND COUPLER FULLY ASSMBLED AND TESTED MARATHON 20122-01
3" 600# FISHER CV | REM3CL600ET/B&C REMAN 3" 600# RF FISHER ET CONTROL VALVE, CARBON STEEL BODY, 3 7/16" FULL PORT, 416SST PLUG AND SEAT RING, 17-4PH = % CAGE, 2 PIECE SEAL RING, CLASS IV SHUTOFF, COMP PACKING, 1 1/2" TRAVEL, 1/2" STEM, 2-13/16" YOKE BOSS COMPLETE WITH B&C TO MOUNT TO CUSTOMER OWNED ROTORK CML1500 Marathon Job# 19968-01
3" 600# FLANGE | 3" 600# Flange WN RF XHB | SMP SUPPLY
3" 600# FLANGE INSULATION KIT | (blank) | CITY PIPE
3" 600# FLANGE SUPPORT | (blank) | CITY PIPE
3" 600# FLANGE SUPPORTS | (blank) | CITY PIPE
3" 600# FLANGE WN HX | 3" 600# Flange WN HX | CITY PIPE
3" 600# FRANKLIN DB&B | 3" ANSI 600# Franklin DuraSeal Valve, Fig.#D741. Viton slip seals & trim, A216 WCB Body with Chrome ID, A487-4D Plug with ENP, A350 LF2 Bonnet and Lower Plate, A536 DI Slips, Raised Face Flanged End, 200 Handwheel Operator with DTR assembly. Elastomers meet Explosive decompression as per API 6D for gas service W/MTRS | JET SPECIALT
3" 600# GASKET | (blank) | CITY PIPE
3" 600# GASKET NO INTERRING | (blank)
3" 600# GASKET W/IR | (blank)
3" 600# GASKET, NO IR | (blank) | CITY PIPE
3" 600# GASKETS | (blank) | INDUSTRIAL
3" 600# GASKETS NO INTERRING | (blank) | CITY PIPE
3" 600# GATE VALVE | 3" 600# gate valve LCC trim 12 nace
3" 600# ISV BALL VALVE | ISV 3” BT3EUF0601136RFDHNFB 3” CL600 RF CSXSS FULL PORT TRUNNION BALL VALVE, 3 PIECE BOLTED DESIGN, FORGED BODY, DEVLON SEAT, HNBR SEAL, LEVER OPERATED MARATHON 20122-01 | CITY PIPE
3" 600# JAG W/ U.S. ACTUATOR | TB3-F30R06LH-S53-01/X5000-PS120-EPB ¦ ASSEMBLY 3" 600# RF FLANGE TRUNNION JAG BALL VALVE ASSEMBLED AND TESTED TO 120VAC ON-OFF FAIL CLOSED EXPLOSION PROOF ACTUATOR WITH SUPER CAP Stores Number: TB3-F30R06LH-S53-01/ Medallion 22027-01 thru 22041-01 | CITY PIPE
3" 600# MICRO MOTION METER | CMF300M357N2BAEZZZ CMF300M MICRO MOTION ELITE CORIOLIS METER, 3 INCH (DN80), 316L STAINLESS STEEL 357 Process Connections: 3-inch CL600 ASME B16.5 F316/F316L Weld neck flange Raised face N Case Options: Standard pressure containment 2 Electronics Interface: 4-wire polyurethane-painted aluminum integral enhanced core processor for remote mount transmitters B Conduit Connections: 1/2-inch NPT - no gland A Approvals: CSA (US and Canada): Class I, Div 1 E Language: English installation manual Z Calibration Options: 0.10% mass flow and 0.0005 g/cc density calibration Z Measurement Application Software: No | TORO COMPLET
3" 600# PIKOTEK INSULATION KIT | (blank) | CITY PIPE
3" 600# RF BLIND FLANGE | (blank) | TEINERT META
3" 600# RF GASKET | (blank) | TORO COMPLET
3" 600# RF THD WELDBEND FLG | (blank) | CITY PIPE
3" 600# RF THRD WELDBEND FLANGE | (blank) | CITY PIPE
3" 600# RF THREADED WELDBEND | (blank) | CITY PIPE
3" 600# RF WN XHB FLANGE | 3" 600# RF WN XHB FLANGE | CITY PIPE
3" 600# RFWN FLANGE | (blank) | TEINERT META
3" 600# RFWN STD FLANGE | (blank)
3" 600# RFWN XH FLANGE | (blank)
3" 600# RTJ WN XH FLANGE | (blank) | SUMMIT
3" 600# RTJ XH | 3" 600# RTJ XH | DEALERS
3" 600# RTJWN XH FLANGE | (blank) | CITY PIPE
3" 600# SCV TRUNNION VALVE | 3” 600# SCV BAL0306B1241RLFZ41DC/S/X5000-PSUNI-EPB RF flange full port ESD trunnion ball valve, A350 LF2 body, Devlon Seat, Viton GLT seal, Nace, Firesafe, assembled and tested to Universal Power 24VDC/120VAC fail safe explosion proof on-off actuator with super cap | CITY PIPE
3" 600# SCV TRUNNION VALVES | 3” 600# SCV BAL0306B1241RLFZ41DC/S/X5000-PSUNI-EPB RF flange full port ESD trunnion ball valve, A350 LF2 body, Devlon Seat, Viton GLT seal, Nace, Firesafe, assembled and tested to Universal Power 24VDC/120VAC fail safe explosion proof on-off actuator with super cap | CITY PIPE
3" 600# STD RF WN FLANGE | (blank) | BARNHART
3" 600# WAFER CV | ??? | CITY PIPE
3" 600# WARREN CHECK VALVE | WARREN 3" 600# WCB/316 TR BC SWING CHECK NACE RF API 6D FKM SEAT-SEALS 3605-6IVVR6D-D | CITY PIPE
3" 600# WHEATLEY | ??? | CITY PIPE
3" 600# WHEATLEY CHECK VALVE | 3" 600# WHEATLEY CS F.E. CHECK VALVE NACE TRIM MFG PN #510-035144-121 | KOFLO CORPOR
3" 600# WHEATLEY CHECK VALVE | 3"-600#-Wheatley-Check Valve w/Viton Seals | SUMMIT
3" 600# WHEATLEY CV | VALVE- CHECK SWING 3 600# RF WCC BODY SS DISC 510-035144-121 | SUMMIT
3" 600# WILLIAMS | 3" 600# Williams Globe Valve | SUMMIT
3" 600# WILLIAMS GLOBE VALVE | 3"--CLASS 600 GLOBE-RF FLANGED-API TRIM 5 (NACE)A216 WCB-BOLTED BONNET | CITY PIPE
3" 600# WKM BALL VALVE | ??? | CITY PIPE
3" 600# WN RF XH FLANGE | (blank) | ELLIOTT ELEC
3" 600# WN XH RTJ | 3" 600# WN XH RTJ | CITY PIPE
3" 600# WN XH RTJ FLANGE | (blank) | CITY PIPE
3" 600# XH RF FLANGE | 3" 600# XH RF Flange | JET SPECIALT
3" 600# XH WN RF | 3" 600# XH WN RF EVX Job# 21884 & 21885 | CITY PIPE
3" 90 2000# | 3" 90 2000# | CITY PIPE
3" 90 LR STD ELBOW | (blank) | CITY PIPE
3" 90 THD | 3" 90 thd 2000# | CITY PIPE
3" 900 304SS GASKET | 3" 900# Gasket | CITY PIPE
3" 900# CHECK VALVE | 3" 900# CHECK VALVE | CITY PIPE
3" 900# GASKET | 3" 900# Gasket | CITY PIPE
3" 900# GASKET W/IR | (blank) | SMP SUPPLY
3" 900# RF WN XH FLANGE | (blank) | SMP SUPPLY
3" 900# RFWN STD | 3" 900# RFWN STD | CITY PIPE
3" 900# SPIRAL WOUND GASKET | (blank) | TORO COMPLET
3" 900# WNRF XH FLANGE | (blank) | TORO COMPLET
3" 90D | 3" 90D | CITY PIPE
3" A BRASS | 3in Adpt x FmNPT "A" Brass Cam Groove | CITY PIPE
3" A CAM | ??? | JET SPECIALT
3" A CAM GROOVE | ??? | SMP SUPPLY
3" Actuated Valves | ???
3" ADPT BRASS | 3in Adpt x FmNPT "A" Brass Cam Groove | INDUSTRIAL
3" ANSI 300# FRANKLIN | 3" ANSI 300# Franklin DuraSeal Valve, Fig.#D721. Viton slip seals & trim, A216 WCB Body with Chrome ID, A350 LF2 Plug with ENP, A350 LF2 Bonnet and Lower Plate, A536 DI Slips, Raised Face Flanged End, 100 Handwheel Operator & DTR Assembly.
3" ANSI B16.5 FLANG | 3" ANSI B16.5 FLANG | INDUSTRIAL
3" ANSI B16.5 FLANGE | (blank)
3" BALL VALVE | (blank) | ELLIOTT ELEC
3" BALL VALVE W/BETTIS ACTUATOR | ??? | MIDSTREAM VA
3" BALON BALL VALVE | 3" Full Port R.F. Ansi 600 1,480# WP Steel Ball Valve 316 S.S. Ball & Stem, Nace 3FF63NRF | CITY PIPE
3" BALON VALVE | 3" BALON CS 3F.F63N-RF ßALL VALVE NACT TRIM FULL PORT | SMP SUPPLY
3" BLEED RING | 3” 600# Bleed Ring CS | SMP SUPPLY
3" BLEED RINGS | ??? | CITY PIPE
3" BLIND FLANGE | FLANGE- 3 150# BLIND RF A1O5 DOMESTIC | MIDSTREAM VA
3" BRACKET AND COUPLER KIT | 3" Bracket and Coupler Kit | SUMMIT
3" BRASS DUST CAPS | 3" Brass Dust Caps | CITY PIPE
3" BRAY BUTTERFLY VALVE | S41 3" CS,316,17‐4,RTFE/SILI" Series 41, trim 466. Bray HPBFV ANSI Class 150. Lug Style. Body: ASTM A216 Gr WCB Carbon Steel Disc: ASTM A351 Gr CF8M Stainless Steel Stem: 17‐4PH Stainless Steel Seat: RTFE with Silicone Rubber Energizer, Lever Op | CITY PIPE
3" BUSHING | 3" Bushing | CITY PIPE
3" CAM FITTING | 3" Hose Coupler Adapter x Female NPT "A" Brass Cam Groove Fitting. MFG PN BA300 Import | ELLIOTT ELEC
3" CAM LOCK | 3" Hose Coupler Adapter x Female NPT "A" Brass Cam Groove Fitting. MFG PN BA300 | ELLIOTT ELEC
3" CHECK VALVE | ??? | CITY PIPE
3" CMF300 | ??? | CI ACTUATION
3" CMF300 CORIOLIS METER | MICRO MOTION ELITE CORIOLIS METER, 3 INCH (DN80), 316L STAINLESS STEEL CMF300M355N2BAEZZZ CMF300M MICRO MOTION ELITE CORIOLIS METER, 3 INCH (DN80), 316L STAINLESS STEEL 355 Process Connections: 3-inch CL150 ASME B16.5 F316/F316L Weld neck flange Raised face N Case Options: Standard pressure containment 2 Electronics Interface: 4-wire polyurethane-painted aluminum integral enhanced core processor for remote mount transmitters B Conduit Connections: 1/2-inch NPT - no gland A Approvals: CSA (US and Canada): Class I, Div 1 E Language: English installation manual Z Calibration Options: 0.10% mass flow and 0.0005 g/cc density calibration Z Measurement Application Software: No measurement application software Z Factory Options: Standard product | MIDSTREAM VA
3" CMF300 METER | ??? | MCCARTY EQUI
3" CMF300 MM METER | ???
3" COND PIPE | 3" Cond Pipe | MCCARTY EQUI
3" CONDUIT | 3 in. Electroplated steel EMT conduit, length 10 ft. Electric Metallic Tube Conduit offers protection from magnetic fields, impact damage and crushing when pulling electrical cable., weight 260 lb. per 100 ft | TOTAL VAVE
3" CONDUIT RIG 400 EA | Job # 21109-10 Charge back to moms meals | MCCARTY EQUI
3" CORIOLIS METER | MICRO MOTION ELITE CORIOLIS METER, 3 INCH (DN80), 316L STAINLESS STEEL CMF300M355N2BAEZZZ | GDL INDUSTRI
3" COUPLING | 3" Coupling 3000# | CITY PIPE
3" DANEX DB&B | 3" 150# RF FIG. 271 DAN‐EX REDUCED PORT PLUG VALVE STD MATERIALS OF CONSTRUCTION TRIM/SLIP: VITON/VITON HANDWHEEL OPERATED FACTORY WHITE COATING FACTORY NEW WITH HYDROSTATIC TEST CERTIFICATE PER API 6D. ORIENTATION 11 | MIDSTREAM VA
3" DANIELS 707 BPV | Type V707 Spring Loaded Back Pressure Valve, 3" ANSI 150 5-40 PSI Spring Range | INDUSTRIAL
3" DANIELS 707 VALVE | 3" 150# Daniel 707 spring loaded back pressure valve, carbon steel body, SS piston, tubing and fittings, viton o-rings, 30-120 psi spring range With MTR's TAG: STDLD400-PCV-20000 set at 40 psi STDLD400-PCV-20001 set at 65 psi
3" DIVERT | 3” CL150 7300 SERIES VSI 3-WAY BALL VALVE, CSXSS, FULL PORT, T- PORT, PTFE SEAT MOUNTED TO A VALVCON LADCWX SERIES 3000 IN.LB ELECTRIC FAILSAFE ACTUATOR W/ 4-20 MA OR 0-10VDC POSITION FEEDBACK, SLA BATTERY BACK UP, 2 AUXILIARY LIMIT SWITCHES, NEMA 4/4X/7 & 9, UNIVERSAL POWER, HOLDING BRAKE, HEATER/THERMOSTAT, HANDWHEEL OVERRIDE, VISUAL INDICATOR, MOUNTING BRACKET & COUPLER FULLY ASSEMBLED & TESTED | JET SPECIALT
3" DIVERT VALVE | 3"S7315F-C2B-T 3"DIVERT VALVE SST,T-PORT,150#,RFFE | CITY PIPE
3" DSI GLOBE VALVE | 3 150 RF Globe Valve WCB Trim 8 HWO DSI 133XU | GRAINGER
3" DUST CAP | 3in Dust Cap "DC" Brass Cam Groove | ELLIOTT ELEC
3" DUST CAP BRASS | 3" Dust Cap Brass | SAUNDERS COM
3" DUST CAPS | 3in Dust Cap "DC" Brass Cam Groove | SUMMIT
3" DUST CAPS BRASS | 3in Dust Cap "DC" Brass Cam Groove | ELLIOTT ELEC
3" FEMALE/MALE COND SEAL | 3" FEMALE/MALE COND SEAL | REXEL
3" FIG 207 HAMMER UNION | (blank) | SPECIALTY EQ
3" FIGURE 206 S/E | (blank) | ELLIOTT ELEC
3" FISHER VALVE W/ ACTUATOR | REMANUFACTURED 3" 300# RF FISHER V300, WCC BODY, SST/CHROME PLATED BALL, HD METAL BALL SEAL, PEEK/PTFE BEARINGS, PTFE/COMP PACKING, 1/2" "DD" SHAFT, SUB ASSEMBLY ONLY. ACTUATOR VALVCON #ADCWX‐600‐UL2‐UP ELECTRIC ACTUATOR, 600IN/LBS, EXPLOSION PROOF, BATTERY BACKUP, 90 DEG, WRENCH OPERATED OVERRIDE SHAFT, UNIVERSAL POWER. BRACKET & COUPLER WITH MOUNT/SET TO VALVE | ELLIOTT ELEC
3" FISHER V-BALL BPV | ??? | CITY PIPE
3" FLANGE | ??? | ELLIOTT ELEC
3" FLANGE SUPPORT | (blank)
3" FLANGE SUPPORTS/RABBIT EARS | (blank) | ELLIOTT ELEC
3" FLOATING VALVE | VALVE, BALL, FLOATING, 3 IN (80 MM) X 3 IN (80 MM), FLANGED RAISED FACE, WKM 320F, ANSI 150 (20 PN), 290 PSI (20 BAR) MOP, 230 PSI (16 BAR) MOP AT MAX TEMP, TRIM 24-TTF-24, CARBON STEEL BODY, CARBON STEEL/ENP BALL, CARBON STEEL/ENP STEM, FILLED PTFE SEAT, PTFE PACKING, WRENCH WITH LOCK DEVICE LESS LOCK, ,NACE, API 607, B16.34, -20 F (-29 C) - +300 F (+149 C), | ELLIOTT ELEC
3" FLOTITE WITH VALVCON 3000 | 1.00 FLOTITE 3IN 3 WAY 150# 3" FLO-TITE, TRANS-FLO SERIES, MODEL MPF15-CS, MULTI PORT, 150 FLANGED, T-PORT, CS BODY, SS TRIM, TFM SEATS AND STEM SEALS, GRAPHITE BODY SEALS, LEVER HANDLE PN: MPF15-CS-T-FFG-L-080 1.00 VALVCON ACTUATOR 3000 IN/LBS VALVCON LADCWX3000UB5Z-UP; FM Explosion Proof & Weathertight NEMA 4/4X/7&9, Torque: 3000 in/lb, Universal Control posit board w/Lithium lon Battery Back Up, Universal Power(12/24DC, 24/115/230AC) ,Handwheel Override,Cont Duty Cycle Holding brake, Q30248 | CITY PIPE
3" FLOWTITE | FLOTITE MPF15CSTFFGL080 - FLOTITE 3IN 3 WAY 150# 3" FLO-TITE, TRANS-FLO SERIES, MODEL MPF15-CS, MULTI PORT, 150 FLANGED, T-PORT, CS BODY, SS TRIM, TFM SEATS AND STEM SEALS, GRAPHITE BODY SEALS, LEVER HANDLE PN: MPF15-CS-T-FFG-L-080 | SUMMIT
3" FP THD BALON VALVE | 3FS42NSE 3" Full Port S.E. 1,000# WP Ductile Ball | ELLIOTT ELEC
3" GASKET | GASKET- 3 150 CG LAMONS 316 WINDINGS CS OUTER RING
3" GASKET 3/600# | GASKET- 3 300/600 CG LAMONS 316 WINDINGS CS | CITY PIPE
3" HAMMER UNION | (blank) | CITY PIPE
3" HOSE | 3" X 36IN 3K SLIMHOLE CS MP | CITY PIPE
3" INSULATED U-BOLT | ??? | CITY PIPE
3" I-ROD ONLY | (blank) | ELLIOTT ELEC
3" KEMPER 206 | 3" Kemper Fig 206 Hammer Union Thd Gray/Blue 2000# | TORO COMPLET
3" LB FM7 COND BODY | 3" LB FM7 COND BODY | MIDSTREAM VA
3" LIQ TITE | FLEX 3-LIQ-TITE-UA-CUT BATCH | MIDSTREAM VA
3" LR STD 90 ELBOW | (blank) | CITY PIPE
3" METER | ??? | CITY PIPE
3" MICRO MOTION METER | CMF300M355N2BAEZZZ 3” 150# SENSOR | CITY PIPE
3" MIXER FAB | (blank) | ELLIOTT ELEC
3" MIXERS | 3" SCS Mixers | ELLIOTT ELEC
3" MIXERS FOR STOCK | 3" Mixers for Stock | ELLIOTT ELEC
3" MYERS HUB | 3" MYERS HUB | CITY PIPE
3" NEWAY BALL VALVE | 3" 150# RF BALL VALVE WCB BODY F316 TRIM RPTFE/VITON SEAT/SEAL LEVER OP API‐608 NEWAY 3FP‐B1R‐WCB‐12662‐NC | CITY PIPE
3" NEWCO CHECK VALVE | ??? | CITY PIPE
3" NIPPLE | 3" X 12'' XH SEAMLESS PIPE NIPPLE | ELLIOTT ELEC
3" OT HOLE SEAL | 3" OT HOLE SEAL | JET SPECIALT
3" PADDLE PLATES | ??? | JET SPECIALT
3" PART A | 3" Part A Brass Camlock | ELLIOTT ELEC
3" PART A BRASS | ??? | SUMMIT
3" PART A BRASS CAM | 3in Adpt x FmNPT "A" Brass Cam Groove | SUMMIT
3" PART A BRASS CAM GROOVE | 3in Adpt x FmNPT "A" Brass Cam Groove | SUMMIT
3" PIPE | 3" XH A106 Pipe Domestic | ELLIOTT ELEC
3" PIPE PAD | 1/4" THK X 90 DEG X 8" WD 3" P.S. FRP - ETCHED INSIDE Marathon Job# 19967 and 19968 | SPECIALTY EQ
3" PIPE PADS | 1/4" THK X 90 DEG X 8" WD X 3" P.S. FRP - ETCHED INSIDE | REXEL
3" PIPE S40 | 3" S40 Pipe SMLS A106 | ELLIOTT ELEC
3" PIPE SS SMLS | 3" 40S .216W 316/L SMLS Pipe | ELLIOTT ELEC
3" PLUG | 3" Hex Head Thd Plugs 3/6000# | ELLIOTT ELEC
3" PLUG DISC | ??? | CITY PIPE
3" PORT O-RINGS | 3" Port O-Rings | INDUSTRIAL
3" PRO POLY BRUSH | 3" Pro Poly Brush | ELLIOTT ELEC
3" PROMASS METER | P8EH000500 O8F3B80-CSIMADDGADSAAASAA2FA+EBEJ Promass F 300, O8F3B80, DN80 3" O8F3B80-1K32/0 (O8F3B80-CSIMADDGADSAAASAA2FA+EBEJ) 010: Approval; Transmitter + Sensor: CS: CSA C/US; Cl.I Div.2, NI 015: Power Supply: I: 100-230VAC/24VDC 020: Output; Input 1: MA: Modbus RS485 021: Output; Input 2: D: Configurable I/O default off 022: Output; Input 3: D: Configurable I/O default off 030: Display; Operation: G: 4-line illum.; touch control + WLAN 040: Housing: A: Alu, coated 050: Electrical Connection: D: Thread NPT1/2 060: Meas. Tube Mat., Wetted Parts Surface: SA: Stainl. steel, not polished 070: Process Connection: AAS: Cl.150 RF, 1.4404/316/316L, flange ASME B16.5 080: Calibration Flow: A: 0.10% Mass 480: Device Model: A2: 2 490: Customer: FA: FMC Technologies 540: >>Application Package: EB: Heartbeat Verification + Monitoring 540: >>Application Package: EJ: Petroleum | CITY PIPE
3" RABBIT EAR FAB | (blank) | MID-SOUTH
3" RIGID CONDUIT | 3" RIGID CONDUIT | CITY PIPE
3" SAMPLE PROBE | SP3040804U30 1/2" X 1/4" U3.0" 304SS, .385 BORE SAMPLE PROBE | CITY PIPE
3" SCH 80 PIPE | PIPE- SEAMLESS 3 .300 SCH 80/XH A106B BEV DRL DOMESTIC 10.26LB/FT | ELLIOTT ELEC
3" SCH 80/XH PIPE | (blank) | BRICE CO
3" SCH 80/XH SMLS PIPE | (blank) | ELLIOTT ELEC
3" SCH40/STD BLK PIPE | (blank) | ELLIOTT ELEC
3" SCH40/STD DOMESTIC PIPE | (blank) | ELLIOTT ELEC
3" SCH80/XH BEV SMLS PIPE | (blank) | JET SPECIALT
3" SCH80/XH PIPE | (blank) | JET SPECIALT
3" SCH80/XH SMLS BEV PIPE | (blank) | JET SPECIALT
3" SCH80/XH SMLS PIPE | (blank) | CITY PIPE
3" SEAL | 3" Seal | CITY PIPE
3" SOLID PLUG | ???
3" SOLID PLUGS | (blank) | CITY PIPE
3" SOLTNS 1/2" HDL | 3" Soltns 1/2" HDL | CITY PIPE
3" SOLTNS MOHAIR COVER 1/8" 2PK | 3" Soltns Mohair Cover 1/8" 2PK | JET SPECIALT
3" SQUARE TUBING 1/4 *RED* | (blank) | CITY PIPE
3" SQUARE TUBING 3/16 | 20' joint | INDUSTRIAL
3" SQUARE TUBING 3/16 *GREEN* | (2) 20' joints, 40' total | CITY PIPE
3" STD 90 A234 | 3" STD 90 A234 | CITY PIPE
3" STD 90 ELBOW | (blank) | CITY PIPE
3" STD LR 90 | (blank) | SLATER CONTR
3" STD LR 90 ELBOW | (blank) | GRAINGER
3" STD LR ELBOW | (blank) | CITY PIPE
3" STD PIPE | (blank) | CITY PIPE
3" STD PIPE 106B | 3" Std Pipe 106B | JET SPECIALT
3" STD PIPE DOMESTIC | (10) 20' joints | CITY PIPE
3" STD PLUG | (blank) | ELLIOTT ELEC
3" STD SMLS PIPE | (blank) | ELLIOTT ELEC
3" STD TEE | 3" STD TEE | CITY PIPE
3" STD X 2" XH LR 90 ELBOW | (blank) | CITY PIPE
3" STD X 2" XH RED TEE A234 | 3" STD x 2" XH Red Tee A234 | ELLIOTT ELEC
3" STD X52 PIPE | 10' joint | ELLIOTT ELEC
3" STRAINER MATERIAL | ??? | ELLIOTT ELEC
3" TEE | TEE- BW 3 STD A234 WPB DOMESTIC | CI ACTUATION
3" TEE HX A234 | 3" Tee HX A234 | ELLIOTT ELEC
3" TEE STD | (blank) | SPECIALTY EQ
3" THD COUPLINGS | 3" Thd Coupling 3000# | SPECIALTY EQ
3" TOM WHEATLEY CHECK VALVE | TOM WHEATLEY 3" 300 RF 55 SV2N VALVE, CHECK, SWING 3 IN (75 MM), FLANGED RAISED FACE, SERIES 510, TOM WHEATLEY, 55, ANSI 300 (50 PN), 750 PSI (51.7 BAR) MOP, BODY ASTM A216 WCC, A351 CF8M CLAPPER, A216 WCC SEAT, FKM SEALS, FKM BONNET SEAL, API 6D, NACE MRO175, CLASS III BOLTING, 750 PSI (51.7 BAR) @ ‐20 F(‐ 28.8 C), 705 PSI (48.6 BAR) @ +400 F(+204.4 C), INTEGRAL SEAT API 6FD, ASME B16.34 | SPECIALTY EQ
3" UBOLT | UBOLT- 3 X I/2 STOCK GALVANIZED POLYSHRINK COATED W/ROD 4 HEX NUTS | SPECIALTY EQ
3" U-BOLTS | 3” U-Bolts with black cover and I-Rod | SPECIALTY EQ
3" U-BOLTS WITH BLACK COVER | and I-Rods | CITY PIPE
3" U-BOLTS WITH COVER AND I-ROD | (blank) | CITY PIPE
3" VICTAULIC BPV | Pathway 3" 150# grooved piston operated back pressure valve with TFE plug spring range 40-195 psig | CITY PIPE
3" VSI DIVERT W DOME | 3"S7315F-C2B-T/EXCM03/ALS500/GBS7000 Valve - VSI 3” S7315F-C2H 3”divert valve, stainless steel ball and stem, T-port, 150# flanged RFFE seats. Actuator – EXCM03-FS-80/6 W/GBS700 explosion proof 120v actuator with gear box. Limit switch – ALS-500-M2 explosion proof switch with dome indicator
3" WAFER | ??? | ELLIOTT ELEC
3" WARREN | 3" 150# RF FP WCB BODY F316SS TRIM RTFE FLOATING BALL FIRE SAFE LEVER OP WARREN 6155FS-TR | SPECIALTY EQ
3" WARREN BALL VALVE | 3" 150# RF FP WCB BODY F316SS TRIM RTFE FLOATING BALL FIRE SAFE LEVER OP WARREN 6155FS-TR | CITY PIPE
3" WARREN SWING CHECK | 3" 150# RF SWING CHECK VALVE, WCB BODY, TRIM 8, BOLTED COVER, GRAPHITE GASKETS, #3155-8 | CITY PIPE
3" WELLMARK BP VALVE | 3" ANSI 150 Wellmark series 5555 back pressure valve, ductile iron body, WCB actuator, Viton trim, pressure range 20- 150 PSI complete with stainless tubing | CITY PIPE
3" WHEATLEY CHECK VALVE | 3" 600# WHEATLEY CECK SWING VALVE RF WCC BODY SS DISC BUNA SEALS NACE API 6D | CITY PIPE
3" WKM BALL VALVE | ??? | CITY PIPE
3" WKM BALL VALVES | ??? | SPECIALTY EQ
3" X 1" XH CONC SWAGE BXP | (blank) | CITY PIPE
3" X 1.5" XH CONC REDUCER | (blank) | CITY PIPE
3" X 1-1/2" XH CONC SWAGE PBE | (blank) | CITY PIPE
3" X 12" XH NIPPLE | (blank) | CITY PIPE
3" X 12" XH THD NIPPLE | (blank) | CITY PIPE
3" X 2'' STD CONCENTRIC RED | 3" X 2'' STD CONCENTRIC WELD REDUCER | INDUSTRIAL
3" X 2'' STD ECCENTRIC | 3" X 2'' STD ECCENTRIC Weld Reducer | SPECIALTY EQ
3" X 2" STD CONC REDUCER | (blank) | CITY PIPE
3" X 2" XH CONC REDUCER | (blank) | SPECIALTY EQ
3" X 2" XH RED 90 ELBOW | (blank) | SPECIALTY EQ
3" X 2" XH RED CONC | (blank) | SPECIALTY EQ
3" X 2" XH RED CONC WELD | (blank) | CITY PIPE
3" X 3/4" 3000# TOL | (blank) | CITY PIPE
3" X 4" S80 PIPE NIPPLE | 3" x 4" S80 Pipe Nipple | CITY PIPE
3" X 6" S80 PIPE NIPPLE | 3" x 6" S80 Pipe Nipple | CITY PIPE
3" X 8 NIPPLE | 3" x 8 nipple | MCCARTY EQUI
3" X 8" 150# SPOOL | Weld 3" 150# x 8" 150# flanges, conc reducer & 90 elbow. Marathon Change Order | CITY PIPE
3" X 8" S80 PIPE NIPPLE | 3" x 8" S80 Pipe Nipple | CITY PIPE
3" X CLOSE NIPPLE | 3" x close nipple | CITY PIPE
3" XH CAP | (blank) | MIDSTREAM VA
3" XH LR 90 | 3" XH 90 A234 | AWC, INC
3" XH LR 90 ELBOW | (blank) | CITY PIPE
3" XH PIPE | (blank) | MIDSTREAM VA
3" XH PIPE 106B | 3" XH Pipe 106B
3" XH SMLS PIPE | (blank)
3" XH SR 90 ELBOW | (blank) | UP&S, INC
3"150# WELLMARK | 3" ANSI 150 Wellmark series 5555 back pressure valve, ductile iron body, WCB actuator, Viton trim, pressure range 20- 150 PSI complete with stainless tubing | UP&S, INC
3"150# FFWN XH FLANGE | (blank) | SLATER CONTR
3"-4" HANDLE | Handle 3-4" Bore P4127DI
3"F15-2-R-10-3-K-R-L-V90 | FLOW-TEK MODEL #: F15-2-R-10-3-K-R-L-V90 FLOW-TEK SERIES: F15 VALVE SIZE: 3” V-Ball 90° Port Valve with Max Torque w/SF Included of 500 lbsin VALVE MAX PRESSURE: ANSI 150 FIRE SAFE: No VALVE DESIGN: 2 Piece Bolted VALVE END CONNECTION: ANSI 150 Raised Face Flanged BODY MATERIAL: ASTM A216 Gr WCB BALL MATERIAL: ASTM A351 Gr CF8M STEM MATERIAL: ASTM A479 Type 316 SEAT MATERIAL: Tek-Fil PACKING: RPTFE SEAT LEAK TESTING: API 598 Soft Seat Zero Leakage ELECTRIC ACTUATOR PART #: Bray Series 70 Modulating Service; 24 VAC; NEMA 4,4X,IP65; Torque 600Lbs-in; SPEED (Sec/90°): 60 Accessories Auxiliary Switches,Servo,Heater,Torque Switches; Declutchable Manual Override | CITY PIPE
3"FLANGE | 3" 600# FLANGE INSULATION KIT 1 PC SLEEVE AND WASHER | CITY PIPE
3"S7315F/X2500-PSUNI-EPB | 3" 150# RF FLANGE CS X SS 3 WAY T PORT DIVERT VALVE ASSEMBLED AND TESTED TO UNIVERSAL POWER 120VAC/24VDC ON-OFF FAIL CLOSE EXPLOSION PROOF ACTUATOR WITH SUPER CAP | CITY PIPE
3"S7315F-C2B-T/EXCM03 | 3"S7315F-C2B-T/EXCM03 ¦ ASSEMBLY 3" 150# RF FLANGE CS X SS 3 WAY T PORT DIVERT VLV ASSEMBLED AND TESTED TO 120VAC FAIL CLOSE EXPLOSION PROOF ACTUATOR Quote 120168 | CITY PIPE
3"S7315F-C2B-T/EXCM03/ALS500 | 3"S7315F-C2B-T/EXCM03/ALS500/GBS7000 Valve - VSI 3” S7315F-C2H 3”divert valve, stainless steel ball and stem, T-port, 150# flanged RFFE seats. Actuator – EXCM03-FS-80/6 W/GBS700 explosion proof 120v actuator with gear box. Limit switch – ALS-500-M2 explosion proof switch with dome indicator | CITY PIPE
3"S7315F-C2H/EXCM03/GBX | 3"S7315F-C2B-T 3" DIVERT VALVE ST;TPORT; 150#;RFFE with EXCM03-FS-80/6 W/ GBS7000 X-PROOF ACTUATOR W/G-BOX | SPECIALTY EQ
3"X2" XH CON RED A234 | (blank) | SPECIALTY EQ
3% OVER SIZE SPHERE | (blank) | CITY PIPE
3,255 AL XHHW #4/0 WIRE & CABLE | Job # 21109-10 Charge back to moms meals | CITY PIPE
3.00-4E-31C8M10F | 3" ANSI 150 RF 4E Valve swing check valve, A351 CF8M SS body/bonnet/hinge, A182 F316 SS disc/gasket/plug/pin, API 603/ASME B16.34 design, API 598 test, trim 10 | CITY PIPE
3.5" 150# MICRO MOTION METER | MICRO MOTION ELITE CORIOLIS METER, 4 INCH (DN100), 316L STAINLESS STEEL CMF350M435N2BAEZZZ. Stakeholder 23581-01 | CITY PIPE
3.5" METER | ??? | CITY PIPE
3.5" MICRO MOTION METER | CMF350M435N2BAEZZZ 3.5” 150# SENSOR | SPECIALTY EQ
3/0-03TCG-VN | (blank) | SPECIALTY EQ
3/16 - 1/2 STEP DRILL BIT | (blank) | CITY PIPE
3/16 X 1 19-W-4 GALVANIZED | 3/16 X 1 19-W-4 GALVANIZED SERRATED BAR GRATING | CITY PIPE
3/16 X 1 BAR GRATING | (blank) | CITY PIPE
3/16 X 1 SMOOTH BLK BAR GRATING | (9) sheets of 36" X 240" split between (4) skids | BARNHART
3/16 X 3/4 SS FLAT BAR | Total of (10) 12' joints split between (5) skids | ELLIOTT ELEC
3/16 X 3/4 STAINLESS FLAT | (4) 12' sticks, 48' total, split between (7) skids | CITY PIPE
3/16" X 4' X 8' PLATE | 3/16" HOT ROLLED SMOOTH PLATE | CITY PIPE
3/16EHS500 500FT GUY WIRE | 3/16EHS500 150 FT GUY WIRE
3/4 " THD FULL COUPLING | COUPLING - FULL THD 3/4 FS 3000# | CITY PIPE
3/4 3000 THD 316SS UNION | (blank) | CITY PIPE
3/4 3000# HEX THD UNION | (blank) | BARNHART
3/4 3000# THD SS UNION | (blank) | CITY PIPE
3/4 3000# UNION | ??? | CITY PIPE
3/4 3M TOL ON 1-1/2-36" PIPE | (blank)
3/4 3M TOL ON 3-5" PIPE | (blank) | CITY PIPE
3/4 3M TOL ON 6-12" PIPE | (blank) | CITY PIPE
3/4 800 THRD SWING CHECK VALVE | 3/4" 800# A105N/8 NACE BC SWING CK THD WARREN 853‐8‐T | CITY PIPE
3/4 BALL VALVE | 3/4 3000# THD FP FLOATING 316SS BODY NACE TRIM BALON BALL VALVE LS-07592 | CITY PIPE
3/4 BARE FLEX CONDUIT | Charged back to moms meals | CITY PIPE
3/4 BOLTED CHECK | 3/4 800 THRD Swing Check Valve A105 Trim 8 (410/HF) Bolted Bonnet API‐602 OMB #860 | CITY PIPE
3/4 CHECK VALVE | 3/4 800 THRD Swing Check Valve A105 Trim 8 (410/HF) Bolted Bonnet API‐602 OMB #860 | CITY PIPE
3/4 COND HGR W/BLT | Job # 21109-10 Charge back to moms meals | CITY PIPE
3/4 CONDUIT | 3/4" CONDUIT | CITY PIPE
3/4 CONDUIT BODY | Charged back to moms meals | CITY PIPE
3/4 COUPLING | 3/4" API LINE PIPE COUPLING DOMESTIC | CITY PIPE
3/4 COVER AND GASKET SET | Charged back to moms meals | INDUSTRIAL
3/4 EMT CONDUIT | (blank) | CITY PIPE
3/4 FEMALE ADPT 10EA | Job # 21109-10 PVC 3/4 FEMALE ADPT | CITY PIPE
3/4 FLAT WASHER | (blank) | CITY PIPE
3/4 FLEX | 3/4-LIQ-TITE-UA CUT FLEX BATCH GREY
3/4 FLEX WIRE | 3/4 LIQ-TITE-UA-CUT | CITY PIPE
3/4 HUBS | 3/4 Hubs | CITY PIPE
3/4 IN HAZ LOC MC CONN ALUM | 3/4 IN HAZ LOC MC CONN ALUM | CITY PIPE
3/4 IN SS TEE COND | CCD S60700TE00 *3/4IN SS TEE CONDULET Job # 21109-10 Charge back to moms meals | CITY PIPE
3/4 LOCK NUT | (blank) | CITY PIPE
3/4 ON 6 TOL 3M | (blank) | CITY PIPE
3/4 PLUG | ??? | INDUSTRIAL
3/4 SHARPE CHECK VALVE | (blank) | CITY PIPE
3/4 SHARPE CHECK VALVES | 3/4 sharpe Check valves | CITY PIPE
3/4 SPLIT RING CLAMP | Quote # 0239397382 charge back to moms meals | CITY PIPE
3/4 STL EMT SET/SCREW COUPLING | (blank) | CITY PIPE
3/4 TAPE | PTFE TAPE, 3/4" | CITY PIPE
3/4 UA/LA FLEX | 3/4-LIQ-TITE-UA-CUTE | CITY PIPE
3/4 VINTROL BALL VALVE | (blank) | CITY PIPE
3/4 X CLOSE S160 NIPP | ??? | CITY PIPE
3/4 X 1 1/2 3000# F52 TOL | (blank) | CITY PIPE
3/4 X 1 RELIEF VALVE | ??? | CITY PIPE
3/4 X 1 TRV, SET@285PSIG | Taylor Safety Relief Valve 8250 Series, E Orifice, 3/4“ MNPT X 1” FNPT, Carbon Steel Body, Nace Service, Viton Elastomers, Set at 285 PSI for Liquid, Spring Range 201-350, 119 GPM
3/4 X 1/2 3000/6000# BUSHING | (blank) | CITY PIPE
3/4 X 1/2 BUSHING | 3/4 x 1/2 Bushing | CITY PIPE
3/4 X 1/4 HEX BUSHING | ??? | CITY PIPE
3/4 X 10 CAD PLATED STUD | (blank) | CITY PIPE
3/4 X 12 CAD STUD | (blank) | CITY PIPE
3/4 X 14 CAD STUD | (blank) | TEINERT META
3/4 X 2 | 3/4X2 RGD NIP | CITY PIPE
3/4 X 2 S80 IPP | ???
3/4 X 2 1/2 - 2 3000# TOL | (blank) | MCJUNKIN RED
3/4 X 2 1/2 3000# TOL | (blank) | INDUSTRIAL
3/4 X 2 1/2 NIP S160 | ??? | TEINERT META
3/4 X 2 HOT ROLLED FLAT | (blank) | CITY PIPE
3/4 X 2 NIP S160 | ??? | CITY PIPE
3/4 X 2 S80 NIP | ??? | CITY PIPE
3/4 X 2 S80 THD NIPPLES | 3/4 x 2 s80 thd nipples | CITY PIPE
3/4 X 2 STD BLK WELDED NIPPLE | (blank) | INDUSTRIAL
3/4 X 2 X 3 MOUNT EACH ITEM | Plates to be cut and tapped per SCS supplied sample | CITY PIPE
3/4 X 2 XH BLK NIPPLE | (blank)
3/4 X 2-1/2 3000# TOL | (blank) | CITY PIPE
3/4 X 2-1/2 S80 NIP | ??? | CITY PIPE
3/4 X 2-1/2 S80 THD NIPPLES | 3/4 x 2-1/2 s80 thd nipples | CITY PIPE
3/4 X 3 1/2 CAD STUD | (blank) | CITY PIPE
3/4 X 3 1/2 NIP S80 | ??? | CITY PIPE
3/4 X 3 3000# SOCKOLET | (blank) | CITY PIPE
3/4 X 3 GRADE 8 CAP SCREW | (blank) | CITY PIPE
3/4 X 3 NIP S80 | ??? | CITY PIPE
3/4 X 3 XH BLK SMLS NIPPLE | (blank) | CITY PIPE
3/4 X 36-1 1/2 3000# TOL | (blank) | CITY PIPE
3/4 X 4 | GALNIP 3/4 X 4 NIPPLES | CITY PIPE
3/4 X 4 1/2 BLACK STUD | (blank)
3/4 X 4 1/2 CAD BOLT | ??? | CITY PIPE
3/4 X 4 1/2 CAD STUD | (blank)
3/4 X 4 1/2 GRADE 8 CAPSCREW | (blank)
3/4 X 4 1/2 TEFLON STUD | (blank) | INDUSTRIAL
3/4 X 4 1/2 YELLOW CAD STUD | (blank) | INDUSTRIAL
3/4 X 4 3/4 BLACK STUD | (blank) | CITY PIPE
3/4 X 4 3/4 CAD STUD | (blank) | CITY PIPE
3/4 X 4 CAD STUD | (blank) | CITY PIPE
3/4 X 4 CAD STUDS | 3/4 x 4 Cad Studs | CITY PIPE
3/4 X 4 FLAT | (5) 20' joints, 100' total | CITY PIPE
3/4 X 4 FLAT BAR | 100' | CITY PIPE
3/4 X 4 GRADE 8 CAP SCREW | (blank) | CITY PIPE
3/4 X 4 HOT ROLLED FLAT | (2) 20' joints split between (14) jobs | CITY PIPE
3/4 X 4 HOT ROLLED FLAT BAR | (10) 20' joints, 200' total | CITY PIPE
3/4 X 4 HOT ROLLED FLATE | 80' | CITY PIPE
3/4 X 4 XH BLK SMLS NIPPLE | (blank) | CITY PIPE
3/4 X 4-1/2 B7 STUDS | ??? | CITY PIPE
3/4 X 4-1/2 B7 STUDS CAD | ??? | CITY PIPE
3/4 X 4-1/4 BOLT SET | 3/4 X 4-1/4 BOLT SET RF 150 STUD BOLT B7 STUDS W/2 2H NUTS YELLOW ZINC PLATED | ELLIOTT ELEC
3/4 X 5 1/2 BLACK STUD | (blank) | CITY PIPE
3/4 X 5 1/2 BLACK STUDS | (blank) | CITY PIPE
3/4 X 5 1/2 CAD STUD | (blank) | CITY PIPE
3/4 X 5 1/2 YELLOW CAD STUDS | (blank) | CITY PIPE
3/4 X 5 CAD PLATED STUD | (blank) | CITY PIPE
3/4 X 5 CAD STUD | (blank) | CITY PIPE
3/4 X 5 NIP S80 | ??? | CITY PIPE
3/4 X 5” STUDS | ??? | CITY PIPE
3/4 X 5-1/2 STUDS | ??? | CITY PIPE
3/4 X 5-3 3000# TOL | (blank)
3/4 X 5-3 3M TOL | (blank) | CITY PIPE
3/4 X 5-3 TOL | (blank) | CITY PIPE
3/4 X 6 1/2 CAD STUD | (blank) | CITY PIPE
3/4 X 6 1/2 CAD STUDS | (blank) | CITY PIPE
3/4 X 6 3000# TOL | (blank)
3/4 X 6 CAD STUD | (blank) | CITY PIPE
3/4 X 6 HOT ROLLED FLAT | Total of (2) 20' sticks split between four jobs | CITY PIPE
3/4 X 6 SCH160 BLK CS NIPPLE | (blank) | CITY PIPE
3/4 X 7 1/2 CAD STUD | (blank) | CITY PIPE
3/4 X 7 BLACK STUD | (blank) | CITY PIPE
3/4 X 7 CAD STUD | (blank) | INDUSTRIAL
3/4 X 7 CAD STUDS | 3/4 x 7 Cad Studs | CITY PIPE
3/4 X 8 HOT ROLLED FLAT | (3) 20' joints | CITY PIPE
3/4 X CLOSE NIP S160 | ??? | CITY PIPE
3/4 X CLOSE NIP S80 | ??? | CITY PIPE
3/4" 90'S 2000# | (blank) | CITY PIPE
3/4" F ADAPTER | 3/4" F Adapter | MCCARTY EQUI
3/4" 2000# 90'S | (blank) | ELLIOTT ELEC
3/4" 2000# 90'S THREADED | (blank) | ELLIOTT ELEC
3/4" 2000# JHAWK BALL VALVE | 3/4" NPT JHAWK 2000# Ball Valve | ELLIOTT ELEC
3/4" 2000# THD 90 | 3/4" 2000# Thd 90 | DEALERS
3/4" 2000# THD 90 ELBOW | (blank) | ELLIOTT ELEC
3/4" 2000# THD TEE | 3/4" 2000# THD TEE | ELLIOTT ELEC
3/4" 2000# T'S THREADED | (blank) | ELLIOTT ELEC
3/4" 2160# WHEATLEY CV | 3/4" 2160# Wheatley CV CS Thd, Freight included | ELLIOTT ELEC
3/4" 3000# 90'S THREADED | (blank) | CITY PIPE
3/4" 3000# NPT BALL VALVE | 3/4" 3000# LF2 W/316 TRIM DELRIN W/ FKM-GLT /GRAPH 3PC FPBALL, FS THD LEVER F37-6TFDLGT | ELLIOTT ELEC
3/4" 3000# NPT WARREN LF2 FP BALL VALVE | 3/4" 3000# LF2 W/316 TRIM DELRIN W/ FKM-GLT /GRAPH 3PC FPBALL, FS THD LEVER F37-6TFDLGT | ELLIOTT ELEC
3/4" 3000# PLUG | (blank) | REXEL
3/4" 3000# SOCKOLET | 3/4" 3M SOL on 1-1/2-36 | CITY PIPE
3/4" 3000# THD COLLAR | (blank) | CITY PIPE
3/4" 3000# THD HALF COUPLING | 3/4" 3000# THD HALF COUPLING | DEALERS
3/4" 3000# THD UNION | (blank) | CITY PIPE
3/4" 3000# TOL #9494 | (blank) | TEINERT META
3/4" 3000# WARREN | 3/4" 3000# WARREN LF2 W/316 TRIM PEEK W/ FKM-GLT /GRAPH 3PC RP BALL, FS THD LEVER F37-6TRPLGT | ELLIOTT ELEC
3/4" 3000/6000# THD HEX PLUG | (blank) | TEINERT META
3/4" 3M THD 90 | ??? | ELLIOTT ELEC
3/4" 3M THD TEE 316 | 3/4" 3M Thd Tee 316 | HOSE OF SOUT
3/4" 3M THD UNION | ??? | FASTENAL
3/4" 3M THD UNION 316 | 3/4" 3M Thd Union 316 | ELLIOTT ELEC
3/4" 3M TOL 316 SS | ??? | CITY PIPE
3/4" 45D LT CON GROUND LUG | 3/4" 45D LT Con Ground Lug | SPECIALTY EQ
3/4" 800 CLASS GATE VALVE SOCKET WELD INLET X FNPT | FULL PORT GATE VALVE OMB 610-8-THDA105, TRIM 8, BOLTED BONNET, THD ENDS, GRAPHITE PACKING, HANDWHEEL**SW INLET END** | ELLIOTT ELEC
3/4" 800# GATE VALVE | 3/4" 800# THD BONNEY HL-11-T GATE VALVE | JOHNSON TOOL
3/4" 800# NPT WARREN A105N OS&Y GATE VALVE | 3/4" 800# A105N/8 BB OS&Y GATE NACE THD 851-T-624 | TEINERT META
3/4" 800# NPT WARREN GATE VALVE | 3/4" 800# A105N/8 BB OS&Y GATE NACE THD 851-T-624 | TEINERT META
3/4" 800# THD GATE VALVE | (blank) | TEINERT META
3/4" 800# WARREN | 3/4" 800# A105N/TRIM 8 BB OS&Y GATE NACE THDXSWE WARREN 851-8-TS | CITY PIPE
3/4" 90 | 3/4" 90 | SPECIALTY EQ
3/4" 90D CONDUIT ELBOW | 3/4" 90D CONDUIT ELBOW | SPECIALTY EQ
3/4" 90'S 2000# | (blank) | SPECIALTY EQ
3/4" 90'S 3000# | (blank) | ELLIOTT ELEC
3/4" 90'S 3000# THREADED | (blank) | ELLIOTT ELEC
3/4" ADAPTER | 3/4" Adapter | SPECIALTY EQ
3/4" BALL VALVE | 3/4" Ball Valve S3-CS SERIES NACE-S3FCSPFSLWT075 | SPECIALTY EQ
3/4" BALL VALVE THD | VALVE, BALL, FLOATING, 3/4 IN (20 MM) X 3/4 IN (20 MM), B138-CS-43-CS FIGURE NUMBER, THREADED END (FXF), WKM, DYNASEAL, 310C5, 3000 PSI (206 BAR) MOP, 3000 PSI (206 BAR) MOP AT MAX TEMP, CARBON STEEL BODY, CF8M/316 SS BALL, CARBON STEEL/ZINC PLATED STEM, ACETAL PLASTIC SEAT, WRENCH WITH LOCK DEVICE LESS LOCK, API 607, B16.34, -20 F (-29 C) - +220 F (+104 C), ADJUSTABLE STEM PACKING WKM/310 | CITY PIPE
3/4" BALL VALVE, KSB-081 | 3/4" 2000# WOG WCB RTFE 3PC FP BALL FS THD WARREN 356FRG EPCO SPEC: KSB-081 | ELLIOTT ELEC
3/4" BALON BALL VALVE | 3/4" Full Port S.E. 3,000# WP Steel Ball Valve 316 S.S. Ball & Stem, Nace, 3/4FF03NSE | ELLIOTT ELEC
3/4" BALON BALL VALVES | ??? | CITY PIPE
3/4" BALON BV | LS-07592 | SWAGELOK WES
3/4" BALON LM-075362 | 3/4" 3000psi FNPT FP Floating Ball Valve, CS Body, SS Trim, Lever Op, Firesafe, Balon LM-075362 | SPECIALTY EQ
3/4" BALON VALVE | 3/4" -NPT-Balon-3/4" FFSE 3,000# WP Steel Ball Valve w/ NACE Trim PN 3/4F-F03N-SE | COMMERCIAL E
3/4" BATTERY CLIP 40A | 3/4" Battery Clip 40A | SPECIALTY EQ
3/4" BLUE TEFLON TAPE | (blank) | CITY PIPE
3/4" BOLTED BONNET CHECK VALVE | 3/4 800 THRD Swing Check Valve A105 Trim 8 (410/HF) Bolted Bonnet API‐602 OMB #860 | GRAYBAR
3/4" BV SS NACE 3600 WOG | 3/4" BV SS Nace 3600 WOG | TEINERT META
3/4" C&C BV | ??? | ELLIOTT ELEC
3/4" CAD STUDS | 3/4" X 6-1/2" B7 CAD PLATED STUD W/ 2H NUTS | FASTENAL
3/4" CHECK VALVE | Wheatley Check Valve | CARLTON INDU
3/4" CHECK VALVE BRONZE | (blank) | CI ACTUATION
3/4" CLAMP | 3/4" Clamp | SPECIALTY EQ
3/4" CLEAR HOSE | 3/4" Clear Hose | SPECIALTY EQ
3/4" CONDUIT | 3/4" CONDUIT | SPECIALTY EQ
3/4" CONDUIT HANGERS | 3/4" Conduit Hangers | ELLIOTT ELEC
3/4" CONDULET | CCD S60700TE00 *3/4IN SS TEE CONDULET
3/4" COPPER TUBE | 60 ft. Soft Coil TYPE K Copper Tubing, 3/4 in Outside Dia., 0.625 in Inside Dia., Wall Thickness .049 in, Max. Pressure 736 psi Price to include shipping fee | TEINERT META
3/4" COUPLING | 3/4" plastic-bond Conduit
3/4" COVER/GASKET | 3/4" CVR/Gasket | SPECIALTY EQ
3/4" CS GATE VALVE SOCKET WELD | CS, ASTM A105, Gate, OS&Y, Reduced Port, Solid Wedge, Socket Weld / Female Pipe Thread, 13% Cr Trim with Stellite Body Seat (API #8), 13 Cr Stem, 800, Handwheel Operator
3/4" DIA MALE CORD GRIP | 3/4" DIA MALE CORD GRIP | E-Z PIPE
3/4" ELECTRICAL TAPE | ??? | E-Z PIPE
3/4" EMT | 3/4" EMT | E-Z PIPE
3/4" EMT CONDUIT | 3/4" EMT conduit | E-Z PIPE
3/4" FLAT WASHERS | 3/4" Flat Washer Grade 8
3/4" FLEX | Liq. tite - ua - cut Batch Gray | SPECIALTY EQ
3/4" FM7 | 3/4" FM7 | SPECIALTY EQ
3/4" FP BALL VALVE | ???
3/4" FULL COLLARS | (blank) | CITY PIPE
3/4" FULL COLLARS THREADED | (blank)
3/4" FULL COUPLING | 3/4" 3000# threaded full coupling
3/4" G.A.L. | Pack of (20), 3/4” G.A.L. certified socket weld contraction rings | CITY PIPE
3/4" GASKET | 3/4" Gasket | ELLIOTT ELEC
3/4" GATE VALVE | 3/4" 800# CS Socket x Thread Gate Valve
3/4" GATE VALVE, KS-081 | 3/4" 800# A105N/8 BB OS&Y GATE NACE THD WARREN 851‐8‐T EPCO SPEC: KS-081
3/4" GATE VALVE, KX-081 | 3/4" 800# A105N/8 BB OS&Y GATE NACE THDXSWE WARREN 851‐8‐TS EPCO SPEC: KX-081 | CITY PIPE
3/4" GRADE 8 FLAT WASHER | 3/4 SAE FLAT STEEL WASHER GR 8 YELLOW ZINC PLATED
3/4" GRADE 8 FLAT WASHERS | (blank) | ELLIOTT ELEC
3/4" GRADE 8 NUTS | (blank) | CITY PIPE
3/4" GUAC CONDUIT OUTLET | 3/4" GUAC CONDUIT OUTLET | CITY PIPE
3/4" GUAL | 3/4" GUAL CONDUIT OUTLET BOX | SWAGELOK WES
3/4" GUAT CONDUIT OUTLET | 3/4" GUAT CONDUIT OUTLET | FASTENAL
3/4" HALF COLLARS | (blank) | ELLIOTT ELEC
3/4" HALF COLLARS THREADED | (blank) | ELLIOTT ELEC
3/4" HEX HEAD PLUG | 3/4" Hex Head Plug | SWAGELOK WES
3/4" INS GROUND BUSHING | 3/4" Ins Ground Bushing | FASTENAL
3/4" J-HAWK | 3/4" NPT JHAWK 2000# Ball Valve. MFG PN V2-WCB | ELLIOTT ELEC
3/4" LB | 3/4" LB | ELLIOTT ELEC
3/4" LIQ-TITE GRAY FLEX | FLEX 3/4-LIQ-TITE-UA-CUT BATCH GRAY | METER ENGINE
3/4" LIQ-TITE-UA-CUT | FLEX 3/4" WIRE BATCH GRAY | CITY PIPE
3/4" LIQUID TITE | 3/4" Liquid Tite | SMP SUPPLY
3/4" LT | 3/4" LT | SMP SUPPLY
3/4" M X 1/4" F PROBE | SP3041204U40 3/4" X 1/4" U4.0" 304SS, .385 BORE SAMPLE PROBE | INDUSTRIAL
3/4" M4X CONN | CCD S60700FCS0 3/4 NM4X CONN SS | CITY PIPE
3/4" MALE & FEMALE HUB VE | 3/4" MALE & FEMALE HUB VE | CITY PIPE
3/4" MALE UNION | 3/4" MALE UNION | CITY PIPE
3/4" MET L/T | 3/4" Met L/T | CITY PIPE
3/4" OLET 3000# | 3/4" Olet 3000# | CITY PIPE
3/4" ON 16" 3000# F52 TOL | (blank) | CITY PIPE
3/4" OT HOLE SEAL | 3/4" OT HOLE SEAL | CITY PIPE
3/4" PIPE | 3/4" Pipe | CITY PIPE
3/4" PLATE | Plates to be cut and tapped | MCCARTY EQUI
3/4" PLUG | PLUG- HEX THD 3/4 FS 3000#/6000# | CITY PIPE
3/4" PLUGS | 3/4" Plugs | JET SPECIALT
3/4" PVC CONDUIT | 3/4" PVC Conduit | CITY PIPE
3/4" RELIEF VALVE | ITEM 89NSAGCO SPRING OP RELIEF VALVE81PS1M68-8VALVE TYPE: SPRING-OPINLET SIZE: 3/4"BODY MATERIAL:CS SA216-WCBREF QUOTE 724648-000 | CITY PIPE
3/4" RGD CPLG | 3/4" RGD CPLG | CITY PIPE
3/4" RIGHT ANGLE CLAMP | 3/4" Right Angle Clamp | TOTAL VALVE
3/4" RIGID CONDUIT | 3/4" rigid conduit | CITY PIPE
3/4" S/S 90'S 2000# | (blank) | CITY PIPE
3/4" S/S T'S 2000# | (blank) | CITY PIPE
3/4" S/S UNIONS | (blank) | CITY PIPE
3/4" S160 CLOSED NIPPLES | (blank) | CITY PIPE
3/4" S160 DOMESTIC PIPE | (blank) | CITY PIPE
3/4" S160 PIPE | ??? | CITY PIPE
3/4" S80 CLOSED NIPPLE | (blank) | CITY PIPE
3/4" S80 DOMESTIC PIPE | (blank) | CITY PIPE
3/4" S80 PIPE S/S | (blank) | CITY PIPE
3/4" S80/XH DOMESTIC PIPE | (blank) | CITY PIPE
3/4" SCH 80 SMLS DOMESTIC PIPE | (blank) | CITY PIPE
3/4" SCH80 PIPE | 3/4" Sch 80 Domestic Pipe | CITY PIPE
3/4" SOLID PLUGS | (blank) | CITY PIPE
3/4" SOR PRESSURE SWITCH | SOR Mini-Hermet Pressure Switch Range 200-1750 PSI Overrange 2500 PSI Proof 6000 PSI Electrical Rating: 5 Amps 250 VAC, 5 Amps 30 VDC 9 = No. 9 Piston AG = Explosion Proof/Weathertight Housing, Aluminum, 1/2 In. NPT (M) Conduit with Wire Leads, IP66 EF = SPDT, Dead Band Fixed, Hermetically Sealed/Explosion Proof/Weathertight Switch Housing, Class 1, Grps. A, B, C, D, Div. 1&2, UL Listed/CSA Certified 45 = No. 45 Spring M3 = 316L SS Diaphragm/Teflon Face Seal C = 316/316LSST Process Connection 3A = 3/4 Inch NPT (M) | CITY PIPE
3/4" SPRING CHECK VALVE | Item# 6AJY2 3/4" Spring CV Inline spring | CITY PIPE
3/4" SS BALL VALVE 2000# | VALVE- BALL 3/4 THD FP 2000 DELVALVE SS X SS | CITY PIPE
3/4" SS BALL VALVES 3000# | VALVE- BALL 3/4 3000# THD FP FLOATING 316SS BODY NACE TRIM BALON LS-07592 | CITY PIPE
3/4" SS FULL COUPLINGS 3000# | 3/4" SS Full Couplings 3000# | CITY PIPE
3/4" SS PLUG | PLUG- HEX THD 3/4 316SS 3000#/6000# | CITY PIPE
3/4" SS STRAP | 3/4" SS Strap | CITY PIPE
3/4" SS T | 3/4" SS T | CITY PIPE
3/4" STD PIPE | (blank) | CITY PIPE
3/4" STD. TOL | to fit 2" pipe | CITY PIPE
3/4" STL SCREW CONN | 3/4" STL screw conn | CITY PIPE
3/4" STL SCREW COUPLING | 3/4" STL screw coupling | INDUSTRIAL H
3/4" STR LT STEEL CONN | 3/4" STR LT STEEL CONN | CITY PIPE
3/4" SW X NPT GATE VALVE | 0.75” NEWCO 18X-FS2-RP-NC GATE 800# THRD X SW HW A105N, API TRIM 8 (13CR/HF), BOLTED BONNET, SOLID WEDGE, REDUCED PORT, GRAPHITE PACKING, GRAF/316 SPIRAL WOUND GASKET, NACE | CITY PIPE
3/4" T FM7 CONDUIT BODY | 3/4" T FM7 CONDUIT BODY | CITY PIPE
3/4" T X 3/4" MALE NPT | 3/4" T X 3/4" MALE NPT ELBOW 316SS BILOK TUBE FITTING | CITY PIPE
3/4" T X 3/4" MALE NPT ELB | 3/4" T X 3/4" MALE NPT ELBOW 316SS BILOK TUBE FITTING | CITY PIPE
3/4" T X 3/4" MALE STRAIGHT | 3/4" T X 3/4" MALE NPT STRAIGHT CONNECTOR 316SS BILOK TUBE FITTING | CITY PIPE
3/4" T X 3/4" T 90' UNION | 3/4" T X 3/4" T 90' UNION ELBOW 316SS BILOK TUBE FITTING | CITY PIPE
3/4" T X 3/4" T UNION | 3/4" T X 3/4" T UNION 316SS BILOK TUBE FITTING | INDUSTRIAL H
3/4" T.O.L STD. | to fit 2" pipe | CITY PIPE
3/4" TEE | ??? | CITY PIPE
3/4" TEFLON TAPE | (blank) | CITY PIPE
3/4" TEST WELL | TW3041208U40 3/4" X 1/2" U4.0" 304SS, .385 BORE WITH BRASS PLUG AND SS CHAIN TEST WELL | CITY PIPE
3/4" THD 2000# TEE | 3/4" thd 2000# Tee | CITY PIPE
3/4" THD 90 2000# ELBOW | (blank) | INDUSTRIAL H
3/4" THD ELBOW | ELB0W- 90 THD 3/4 FS 2000# | CITY PIPE
3/4" THD HALF COUPLING | COUPLING- FULL HD 3/4 FS 3000# | CITY PIPE
3/4" THD UNION 3000# | 3/4" thd union 3000# | CITY PIPE
3/4" THERMOWELL | EFM1208575U40 3/4" X 1/2" X 5.75" U4.0" 304SS, .260 BORE EFM THERMOWELL | CITY PIPE
3/4" THREADED 90'S 2000# | (blank) | CITY PIPE
3/4" THREADED 90'S 3000# | (blank) | CITY PIPE
3/4" THREADED T'S 2000# | (blank) | CITY PIPE
3/4" THREADED T'S 3000# | (blank) | CITY PIPE
3/4" TOL | To fit 3" pipe | CITY PIPE
3/4" TOL 12-6 3M A105 | 3/4" TOL 12-6 3M A105 | CITY PIPE
3/4" TOL SS 316 3M | 3/4" TOL SS 316 3M H2O Midstream Job# 20065-01 thru 20068-01 | CITY PIPE
3/4" TOL STD. | to fit 4" pipe | CITY PIPE
3/4" T'S 2000# THREADED | (blank) | CITY PIPE
3/4" TUBING | 3/4" OD X .035" WALL 316SS SEAMLESS TUBING | CITY PIPE
3/4" TUBING UNION TEE | 3/4" TUBING UNION TEE 316SS BILOK TUBE FITTING | CITY PIPE
3/4" TUBING UNION TEE BILOK | 3/4" Tubing Union Tee Bilok 316SS | CITY PIPE
3/4" UNION | UNION- HEX THD 3/4 FS 3OOO# | CITY PIPE
3/4" UNIONS | (blank) | CITY PIPE
3/4" UNIONS 3000# | (blank) | CITY PIPE
3/4" VALVE | LS07592 3/4" Full Port S.E. 3,000# WP Stainless Ball Valve 316 S.S. Ball & Stem, Nace | CITY PIPE
3/4" VINTROL | 3/4" Vintrol | CITY PIPE
3/4" VINTROL BALL VALVE | (blank) | CITY PIPE
3/4" VINTROL VALVES | (blank) | CITY PIPE
3/4" WARREN 800# NPT CS SWING CHECK VALVE | 3/4" WARREN 853-T 800# A105N/8 NACE BC SWING CHECK VALVE THD | CITY PIPE
3/4" WATERTIGHT HUB 10/100 | 3/4" WATERTIGHT HUB 10/100 | CITY PIPE
3/4" WHITE TEFLON TAPE | (blank) | CED/CAIN ELE
3/4" WKM BALL VALVE | BV 3/4F B138 CS243S2 WR VALVE, BALL, FLOATING, 3/4 IN (19 MM) X 3/4 IN (19 MM), 3/4 IN (19 MM) X 3/4 IN (19 MM), B138-CS2-43-S2 FIGURE NUMBER, THREADED END (FXF), WKM, 310C5, 3000 PSI (206 BAR) MOP, 2719 PSI (187 BAR) MOP AT MAX TEMP, CARBON STEEL BODY, CF8M/316 SS BALL, TYPE 630 SS STEM, ACETAL PLASTIC SEAT, WRENCH WITH LOCK DEVICE LESS LOCK, API 607, -20 F (-29 C) - +220 F (+104 C), ADJUSTABLE STEM PACKING – MANUFACTURER'S CERTIFICATE OF CONFORMANCE ONLY FOR THIS PART NUMBER | BPS SUPPLY G
3/4" WKM THD VALVE | ???
3/4" X 1 RELIEF VALVES | ??? | SUMMIT
3/4" X 1" MERCER RELIEF VALVE | 3/4" x 1" Mercer relief valve set@ 250psi MTRs and test reports required | DEALERS
3/4" X 1" MERCER SERIES 9100 | Mercer Relief Valve .75-D-1 MxF NPT "Liquid Trim" Set @ 275#'s | ELLIOTT ELEC
3/4" X 1" RV TO BE RESET @ 150 | Line# 1 RV to be reset @ 150 psi | METER ENGINE
3/4" X 1/2 BUSHING | ???
3/4" X 1/2" BUSHING | (blank)
3/4" X 1/2" BUSHINGS | (blank)
3/4" X 1/2" FS HEX BUSHING | (blank)
3/4" X 1/2" HEX HEAD BUSHING | 3/4" x 1/2" Hex Head Bushing Whitewater Job# 20742
3/4" X 1/2" THREADED BUSHING | (blank)
3/4" X 1/2" U3.0" 304SS | 3/4" X 1/2" U3.0" 304SS, .385 BORE WITH BRASS PLUG AND SS CHAIN TEST WELL | DEEPWATER MA
3/4" X 1/2" X 3.25" U1.5" THERMOWELL | EFM1208325U153/4" X 1/2" X 3.25" U1.5"304SS, .260 BOREEFM THERMOWELLREF QUOTE 0236465 | CITY PIPE
3/4" X 1/4" BUSHING | (blank)
3/4" X 1/4" BUSHINGS | (blank)
3/4" X 1/4" THREADED BUSHING | (blank) | ELLIOTT ELEC
3/4" X 1/4" U4" | SP3041204U40 3/4" X 1/4" U4.0" 304SS, .385 BORE SAMPLE PROBE
3/4" X 1/4" U5" | SP3041204U50 3/4" X 1/4" U5.0" 304SS, .385 BORE SAMPLE PROBE | SAUNDERS COM
3/4" X 10" YELLOW CAD BOLTS | (blank)
3/4" X 2 1/2" S160 NIPPLES | (blank) | ANDON SPECIA
3/4" X 2 1/2" S80 NIPPLES | (blank) | ANDON SPECIA
3/4" X 2 1/4" CAP SCREWS | Grade 8 | DEALERS
3/4" X 2 GALV NIPPLE | 3/4" X 2 GALV NIPPLE | ARM-TEX, COR
3/4" X 2 NIPPLE | 3/4" X 2" XH SEAMLESS PIPE NIPPLE | ELLIOTT ELEC
3/4" X 2 S80 THD NIPPLES | 3/4" x 2 S80 Thd Nipples | ELLIOTT ELEC
3/4" X 2 XH NIPPLES | ??? | DAVIS & DAVI
3/4" X 2 XH SWAGE TBE | 3/4" x 2 XH Swage TBE | ELLIOTT ELEC
3/4" X 2" 2000# NIPPLE | (blank) | ELLIOTT ELEC
3/4" X 2" 3000# SOCKOLET | (blank) | SUMMIT
3/4" X 2" GALV CAP SCREW | 3/4" x 2" Structural Galv Cap Screw with Nut, lock washer and flat washer | SUMMIT
3/4" X 2" GRADE 8 CAP SCREWS | (blank) | SPECIALTY EQ
3/4" X 2" GRADE CAP SCREWS | 3/4" x 2" Grade Cap Screws | SPECIALTY EQ
3/4" X 2" NIPPLE | NIPPLE- 3/4 X 2 XH BLK CS SMLS TBE
3/4" X 2" S160 NIPPLE | (blank) | SPECIALTY EQ
3/4" X 2" S160 NIPPLES | (blank)
3/4" X 2" S80 NIPPLE | (blank) | SPECIALTY EQ
3/4" X 2" S80 NIPPLES | (blank) | HOSE OF SOUT
3/4" X 2" S80 NIPPLES 316 | 3/4" x 2" S80 Nipples 316
3/4" X 2" SCH 160 NIPPLE | (blank)
3/4" X 2" SCH 80 NIPPLE | (blank) | ROSEMOUNT, I
3/4" X 2" THERMOWELLS | ???
3/4" X 2" XH NIPPLES | 3/4" x 2" XH Nipples
3/4" X 2" XH SMLS THD NIPPLE | 3/4" x 2" XH SMLS Thd Nipple
3/4" X 2” S80 THD NIPPLES | 3/4" x 2” S80 Thd Nipples | SUMMIT
3/4" X 2½” S80 NIPPLES | 3/4” x 2 ½” S80 Nipples | SUMMIT
3/4" X 2-1/2 - 2" 3000# TOL | 3/4" X 2-1/2 - 2" 3000# TOL | ROSEMOUNT, I
3/4" X 2-1/2 CAP SCREWS | 3/4" x 2-1/2 Cap Screws | ROSEMOUNT, I
3/4" X 2-1/2 NIPPLES | 3/4' X 2-I/2' XH SEAMLESS PIPE NIPPLE | ROSEMOUNT, I
3/4" X 2-1/2 S80 THD NIPPLES | 3/4" x 2-1/2 S80 Thd Nipples
3/4" X 2-1/2 XH NIPPLES | ???
3/4" X 2-1/2" XH NIPPLE | 3/4" X 2" XH SEAMLESS PIPE NIPPLE
3/4" X 3 1/2" GRADE 8 | cap screws | ROSEMOUNT, I
3/4" X 3 1/2" S80 NIPPLE | (blank) | ROSEMOUNT, I
3/4" X 3" CAPSCREWS W/LOCK NUTS | 3/4" x 3" Grade 8 Cad bolts with lock nuts | ROSEMOUNT, I
3/4" X 3" GRADE 8 | cap screws | ROSEMOUNT, I
3/4" X 3" NIPPLE | NIPPLE- 3/4 X 3 XH BLK CS SMLS TBE | ROSEMOUNT, I
3/4" X 3" S160 NIPPLE | (blank) | ROSEMOUNT, I
3/4" X 3" S160 NIPPLES | (blank)
3/4" X 3" S80 NIPPLE | (blank)
3/4" X 3" S80 NIPPLES | (blank)
3/4" X 3.5" S80 NIPPLES 316 | 3/4" x 3.5" S80 Nipples 316 | ROSEMOUNT, I
3/4" X 4 1/2" BLACK BOLTS | (blank) | ROSEMOUNT, I
3/4" X 4 1/2" BLACK STUD | (blank)
3/4" X 4 1/2" CAD STUDS | ??? | DAVIS & DAVI
3/4" X 4 1/2" S80 NIPPLE | (blank) | ROSEMOUNT, I
3/4" X 4 1/2" S80 NIPPLES | (blank) | ROSEMOUNT, I
3/4" X 4 1/2" YELLOW CAD BOLTS | (blank) | AWC, INC
3/4" X 4 FLAT BAR | 20' x 3/4" x 4 Flat Bar | ELLIOTT ELEC
3/4" X 4" FLAT BAR | 3/4" x 4" Flat Bar | ELLIOTT ELEC
3/4" X 4" S160 NIPPLE | (blank) | SUMMIT
3/4" X 4" S160 NIPPLES | (blank) | AWC, INC
3/4" X 4" S80 NIPPLE | (blank) | VANZANDT CON
3/4" X 4" S80 NIPPLES | (blank) | JET SPECIALT
3/4" X 4" S80 NIPPLES 316 | 3/4" x 4" S80 Nipples 316 | JET SPECIALT
3/4" X 4" XXH NIPPLE | (blank) | JET SPECIALT
3/4" X 4.5" S80 NIPPLES 316 | 3/4" x 4.5" S80 Nipples 316 | WL WALKER CO
3/4" X 4/12" STUDS W NUTS | ??? | WL WALKER CO
3/4" X 4-1/2 NIPPLES | 3/4' X 4-I/2' XH SEAMLESS PIPE NIPPLE | WL WALKER CO
3/4" X 4-1/2 STUDS | ??? | WL WALKER CO
3/4" X 4-1/4 STUDS W/NUTS | 3/4 X 4-1/4 BLACK STUD BOLT A193-B7 W/2 HEX NUTS A194-2H | WL WALKER CO
3/4" X 5 - 3" 3000# TOL | 3/4" X 5 - 3" 3000# TOL | WL WALKER CO
3/4" X 5 1/2" BLACK BOLTS | (blank) | WL WALKER CO
3/4" X 5 1/2" BLACK STUD | (blank) | ROSEMOUNT, I
3/4" X 5 1/2" CAD PLATED STUD | (blank) | ROSEMOUNT, I
3/4" X 5 1/2" GOLD CAD STUD | (blank) | ROSEMOUNT, I
3/4" X 5 1/2" YELLOW CAD BOLTS | (blank)
3/4" X 5 CAD STUDS | 3/4" x 5 Cad Studs | ROSEMOUNT, I
3/4" X 5 HX THD NIPPLES | 3/4" x 5 HX thd Nipples | ROSEMOUNT, I
3/4" X 5 NIPPLES | 3/4' X 2-I/2' XH SEAMLESS PIPE NIPPLE | EMERSON PROC
3/4" X 5 XH NIPPLES | ??? | ROSEMOUNT, I
3/4" X 5" BLACK BOLTS | (blank)
3/4" X 5" BLACK STUD | (blank)
3/4" X 5" CAD STUDS | 3/4" x 5" Cad Plated B7 W/ 2 Hex Nuts
3/4" X 5" GOLD CAD BOLTS | 3/4" x 5" Gold Cad Bolts
3/4" X 5" S80 NIPPLES | (mixers for samples pots)
3/4" X 5" STUDS | 3/4" x 5" Studs | ROSEMOUNT, I
3/4" X 5" YELLOW CAD BOLTS | (blank) | WL WALKER CO
3/4" X 5"S80 NIPPLES | (blank) | ROMAR SUPPLY
3/4" X 5-1/2 CAD STUDS | 3/4" x 5-1/2 Cad Studs W/Nuts | ROMAR SUPPLY
3/4" X 5-1/2 STUDS | ??? | ROMAR SUPPLY
3/4" X 5-1/2" STUDS | ??? | ROMAR SUPPLY
3/4" X 5-3" 3000# TOL | (blank) | ROMAR SUPPLY
3/4" X 5-3/4" B7 | 3/4" X 5-3/4" B7 TEFLON COATED STUD BOLTS W/ 2 NUTS | BS&B
3/4" X 6 1/2" | Yellow CAD bolts | ROMAR SUPPLY
3/4" X 6 1/2" CAD STUD | (blank) | ROMAR SUPPLY
3/4" X 6 1/2" S80 NIPPLES | (blank) | ROMAR SUPPLY
3/4" X 6 1/2" YELLOW CAD BOLTS | (blank) | ROMAR SUPPLY
3/4" X 6 CAD PLATED STUDS | 3/4" x 6 Cad Plated Studs | ROMAR SUPPLY
3/4" X 6" S80 NIPPLES | (blank) | CYPRESS
3/4" X 6" SCH160 NIPPLE | CUT OFF THREADS TO MAKE A 4" | CYPRESS
3/4" X 7 1/2" BLACK BOLTS | (blank) | ROMAR SUPPLY
3/4" X 7 1/2" BLACK STUD | (blank) | ROMAR SUPPLY
3/4" X 7 1/2" CAD BOLTS | (blank) | ROMAR SUPPLY
3/4" X 7 1/2" YELLOW CAD BOLTS | (blank) | ROMAR SUPPLY
3/4" X 7 CAD PLATED STUDS | 3/4" x 7 Cad plated Studs | ROMAR SUPPLY
3/4" X 7 CAD STUDS | 3/4" x 7 Cad Studs | ROMAR SUPPLY
3/4" X 7" BLACK BOLTS | (blank) | CITY PIPE
3/4" X 7" CAD STUD | (blank) | CITY PIPE
3/4" X 7" STUDS | 3/4" x 7" Studs w/Nuts Black | CITY PIPE
3/4" X 7" YELLOW CAD STUD | (blank) | CITY PIPE
3/4" X 7-1/2 CAD STUDS | 3/4" x 7-1/2 CAD Studs | CITY PIPE
3/4" X 7-1/2" STUDS | ??? | CITY PIPE
3/4" X 8" BLUE TEFLON BOLTS | ??? | CITY PIPE
3/4" X CLOSE NIPPLE | NIPPLE- 3/4 X CLOSE XH BLK CS SMLS TBE
3/4" X CLOSED S160 NIPPLES | (blank) | JET SPECIALT
3/4" X2" CAP SCREWS | Grade 8 | SCULLY SIGNA
3/4" X6 1/2" S80 NIPPLES | (blank) | SCULLY SIGNA
3/4" XH PIPE | (blank) | ELLIOTT ELEC
3/4" XH SMLS PIPE | 100' | ELLIOTT ELEC
3/4" SOC OLET, A105 3000# | 3/4" SOC OLET, A105 3000# with MTRs | JET SPECIALT
3/4"X 1/4" BUSHING | (blank) | FORUM UC, IN
3/4"X 4 1/2" BLACK BOLTS | (blank) | FORUM UC, IN
3/4"X2 1/2" SCH 80 NIPPLE | (blank) | ELLIOTT ELEC
3/4"X2-1/2"XH SMLS THD NIPPLE | 3/4"x2-1/2"XH SMLS Thd Nipple | ELLIOTT ELEC
3/4_UA/LA_GRAY | FLEX 3/4" UA/UL GRAY SEALTITE CUT
3/4” J-HAWK VALVES | 3/4” J-Hawk valves | ELLIOTT ELEC
3/4” SOLID PLUGS | 3/4” Solid Plugs | ELLIOTT ELEC
3/4” T’S 2000# | 1” 3/4 T’s 2000# | ELLIOTT ELEC
3/4” UNIONS | 3/4” unions | ELLIOTT ELEC
3/4” X 1/4” 3M/6M BUSHINGS | 3/4” x 1/4” 3m/6m bushings | BRICE CO
3/4” X 1/4” BUSHINGS | 3/4” x 1/4” Bushings | BRICE CO
3/4” X 3 ½” S80 NIPPLES | 3/4” x 3 ½” S80 Nipples | PINNACLE
3/4” X 3” S80 NIPPLES | 3/4” x 3” S80 Nipples | PINNACLE
3/4” X 4 ½” BLACK BOLTS | 3/4” x 4 ½” Black Bolts | PINNACLE
3/4” X 4 ½” CAD BOLTS | 3/4” x 4 ½” Cad Bolts | PINNACLE
3/4” X 5 ½” BLACK BOLTS | 3/4” x 5 ½” Black Bolts | PINNACLE
3/4” X 5 ½” YELLOW CAD BOLTS | 3/4” x 5 ½” yellow cad bolts | PINNACLE
3/4” X 6 NIPPLE | ¾” x 6 nipple | ELLIOTT ELEC
3/4-1/2 REDUC BUSH 100EA | Job # 21109-10 APP RB75-50 3/4-1/2 REDUC BUSH | ELLIOTT ELEC
3/4-10 HEX FINISH NUT GR 8 | 3/4-10 HEX FINISH NUT GR 8 COARSE THREAD YELLOW ZINC | GRAYBAR
3/4-10 X 10 CAD STUD | (blank) | BORDER STATE
3/4-10 X 12 1/2 A193 B7 STUD | 3/4-10 X 12 1/2 A193 B7 STUD W/NUTS BLK | BORDER STATE
3/4-10 X 12 A193 B7 STUD | (blank) | BORDER STATE
3/4-10 X 14 CAD STUD | (blank) | BORDER STATE
3/4-10 X 2 CAP SCREW | (blank) | ELLIOTT ELEC
3/4-10 X 6 1/2 CAD STUD | (blank) | ELLIOTT ELEC
3/4-40S-3-3.2V-2 | 3/4-40S-3-3.2V-2 Standard Length - 0.75" Schedule 40S (0.113" Wall) 316/L Stainless Steel Static Mixer - 3 Fixed Low Pressure Loss Design 316/L Stainless Steel Mixing Elements and a Flow Straightening Vane - Male NPT Threaded Ends Length: 6" Pressure Loss: 5.18 psi @ 15 GPM | ELLIOTT ELEC
3/4FF03NSE | 3/4" Full Port S.E. 3,000# WP Steel Ball Valve 316 S.S. Ball & Stem, Nace | ELLIOTT ELEC
3/4F-F03N-SE | ¾” 3000# Balon BV 3/4F-F03N-SE | GRAYBAR
3/4-GALV-STEEL | 3/4-GALV-STEEL | GRAYBAR
3/4-LIQ-TITE-UA-CUT | FLEX 3/4-LIQ-TITE-UA-CUT BATCH GRAY | GRAYBAR
3/4-LIQ-TITE-US-CUT | FLEX 3/4-LIQ-TITE-UA-CUT BATCH GRAY | GRAYBAR
3/4X CL | 3/4XCL RGD NIP | LEGACY FLOW
3/4X1/2 RED BUSH | 3/4x1/2 Red Bush | DYKMAN ELEC
3/4X1/2 REDUCING BUSHING | 3/4X1/2 REDUCING BUSHING | HIGGINBOTH16
3/4X10 PVC CON 160EA | Job # 21109-10 CCP PV0710CT00 3/4X10' PVC CON | ELLIOTT ELEC
3/4X12 LT FLEX COUPLING | 3/4X12 LT FLEX COUPLING | CORDYNE, INC
3/4X2 | 3/4" X 2" galv nipple | SULLAIR
3/4X2 RGD NIP | 3/4X2 RGD NIP | REXEL
3/4X3 | 3/4X3 RGD NIP | ELLIOTT ELEC
3/4X36-1 3000# THD LR ELBOWLET | (blank) | SUMMIT
3/4X4 | 3/4X4 RGD NIP | SPECIALTY EQ
3/4X4 RGD NIP | 3/4X4 RGD NIP | SPECIALTY EQ
3/4X76FT ELECTRICAL TAPE | Job # 21109-10 3M 33+-3/4X76FT-1 VINYL ELECTRICAL TAPE 3/4IN X 76FT 1IN CORE BLACK | SUMMIT
3/5 X 5 GOLD CAD STUDS | (blank) | ELLIOTT ELEC
3/7 X 7 CAD STUD | (blank) | ELLIOTT ELEC
3/8 & 1/2 CND HGR&BT | Job # 21109-10 Charge back to moms meals | ELLIOTT ELEC
3/8 BOX GALVANIZED NUTS | (blank) | ELLIOTT ELEC
3/8' CHECK VALVE | HIGH PRESSURE CHECK VALVE, 3/8" Tubing , Set@100 PSI SPRING, 6000 PSIG, S.S Medallion 20694-01 - 20702-01 | ELLIOTT ELEC
3/8' CHECK VALVE 100 PSI | HIGH PRESSURE CHECK VALVE, 3/8" Tubing , Set@100 PSI SPRING, 6000 PSIG, S.S Medallion 22027-01 thru 22041-01 | CITY PIPE
3/8' CHECK VALVE 25 PSI | SHCV2S625PS316 3/8" T X 3/8" T 25# CRACKING PRESS, 6000# PSI 316SS, CHECK VALVE, VITON SEALS Medallion 22027-01 thru 22041-01 | CITY PIPE
3/8 HOT ROLLED ROUND | (4) 20' joints, 80' total | CITY PIPE
3/8'' LOCK WASHER | 3/8'' LOCK WASHER | CITY PIPE
3/8 NUTS | 3/8 Nuts | CITY PIPE
3/8 SMOOTH PLATE *YELLOW* | (3) sheets of 48" X 96" split between (8) skids | CITY PIPE
3/8 STRAP CONN | 3/8 STRAP CONN | CTAP
3/8 TTMA FLANGE BNW KIT | Bolt, nut and washer for TTMA Flanges 3/8-16 X 1-1/2 IN GR.5 HHCS PLTD with, 3/8-16 FIN HEX NUT PLATED, and Lock-Washer (Need 8 each per TTMA Flange) | TORO COMPLET
3/8 USS F/W Z | 3/8 USS F/W Z | TORO COMPLET
3/8 WASHER | 3/8 Washer | KOFLO CORPOR
3/8 X 1 1/2 ISO ROD HALF ROUND | (blank) | INDUSTRIAL
3/8 X 1 LINE | CLAMPS | CITY PIPE
3/8 X 1-1/4 FENDER WASHER | 3/8 X 1-1/4 FENDER WASHER
3/8'' X 1-1/4'' FENDER WASHER | 3/8'' X 1-1/4'' FENDER WASHER | GASKET SERVI
3/8 X 12 PLATE | (blank) | SAFE RACK
3/8 X 2 FLAT BAR *YELLOW* | (2) 20' joints, 40' total | D & A REMOD
3/8 X 2 HOT ROLLED FLAT | (2) 20' joints | C&J EQUIPMEN
3/8 X 8 HOT ROLLED FLAT | (2) 20' joints | DEEPWATER MA
3/8" .035 WALL SS TUBING | 3/8" .035 wall SS Tubing | CITY PIPE
3/8" .065 WALL SS TUBING | SMLS31606065 3/8" OD X .065" WALL 316SS SEAMLESS TUBING Medallion Job# 20694-20702 | LEGACY FLOW
3/8" ANCHOR | 3/8" Anchor | PERMIAN VALV
3/8" BOLTS | 3/8" Bolts | ELLIOTT ELEC
3/8" BUNA O-RING MATERIAL | 3/8" Buna O-ring Material | ELLIOTT ELEC
3/8" CHECK VALVE | SS-6C-25 SS Poppet Check Valve w/ Fix Press (25 psi) 3/8"Tube | ELLIOTT ELEC
3/8" CLAMP | TCG63SS 3/8" OD TUBE, #3, 316SS GANG CLAMP W/ BACK PLATE | SLATER CONTR
3/8" FERRULE SET | 3/8" DUAL FERRULE SET (10 PER STICK) | BARNHART
3/8" GALVANIZE NUTS | to fit 2" U-Bolts | BARNHART
3/8" HEX NUTS | 3/8" Hex nuts | DEALERS
3/8" HOT ROLLED SMOOTH PLATE | (2) 4' X 8' sheets split between (8) skids | THE SHERWIN
3/8" LW | 3/8" LW | SUMMIT
3/8" MEDSPLIT L/W Z | 3/8" MedSplit L/W Z | ELLIOTT ELEC
3/8" METER SEALS | 3/8" METER SEALS WITH STAINLESS STEEL WIRES 12 INCH | HATFIELD AND
3/8" NEEDLE VALVE | FRANKLIN P/N: 72-6003 3/8" 6000# NEEDLE VALVE | ELLIOTT ELEC
3/8" OD TUBE CLAMP | 3/8" OD Tube Cush A Clamp | ELLIOTT ELEC
3/8" OD TUBE, 316SS | 3/8" OD TUBE, 316SS SINGLE LINE CLAMP | ELLIOTT ELEC
3/8" SEAMLESS TUBING | 3/8" .035" Wall 316SS Seamless tubing | GRAINGER
3/8" SPRING NUT | 3/8" Spring Nut | ELLIOTT ELEC
3/8" SS TUBING | ??? | SCHLUMBERGER
3/8" STAINLESS ROUND | All material on Quote #325202001 | SUMMIT
3/8" STD PLUG | ??? | SUMMIT
3/8" T X 1/4" MALE NPT | SS6DMC4 3/8" T X 1/4" MALE NPT STRAIGHT CONNECTOR 316SS DUAL FERRULE TYLOK TUBE FITTING | SUMMIT
3/8" T X T UNION | ??? | ZONE INDUST
3/8" THK X 180 DEG X 12" WD 10" | 3/8" THK X 180 DEG X 12" WD 10" P.S. FRP -ETCHED INSIDE
3/8" THK X 180 DEG X 12" WD 16" | 3/8" THK X 180 DEG X 12" WD 16" P.S. FRP -ETCHED INSIDE
3/8" THK X 90 DEG X 12" WD 10" | 3/8" THK X 90 DEG X 12" WD 10" P.S. FRP -ETCHED INSIDE | MCCARTY EQUI
3/8" THK X 90 DEG X 12" WD 16" | 3/8" THK X 90 DEG X 12" WD 16" P.S. FRP -ETCHED INSIDE | DEALERS
3/8" TUBING | ??? | MCCARTY EQUI
3/8" TUBING CHECK VALVE | HIGH PRESSURE CHECK VALVE, 3/8" Tubing , Set@100 PSI SPRING, 6000 PSIG, S.S | HOSE OF SOUT
3/8" TUBING CV SET#25PSI | SHCV2-S-6-25P-S316 SHCV2S625PS316 3/8" T X 3/8" T 25# CRACKING PRESS, 6000# PSI 316SS, CHECK VALVE, VITON SEALS Price includes shipping charge | DEALERS
3/8" TUBING PLUGS | ??? | CAMERON MEAS
3/8" TUBING SS 316 .065WALL | 3/8" Tubing SS 316 .065Wall | CAMERON MEAS
3/8" X .035 | ??? | ELLIOTT ELEC
3/8" X .035 TUBING | ??? | ELLIOTT ELEC
3/8" X 1/2" 90 ELBOW | ??? | INSTRUMENT M
3/8" X 1/2" MNPT CON | ??? | INSTRUMENT M
3/8" X 1/4" BUSHING | Bushings | CAMERON MEAS
3/8" X 1/4" MNPT CON | ??? | CAMERON MEAS
3/8" X 1-1/4 SS TAP BOLT | 3/8" x 1-1/4 SS Tap Bolt | CAMERON MEAS
3/8" X 16 X 1" HH TAP BOLT | (blank) | CAMERON MEAS
3/8" X 2" SQUARE HEAD BOLT | (blank)
3/8"-16 FIN HEX NUTZ | 3/8"-16 Fin Hex NutZ
3/8"-16 X 1 1/4" HH TAP BOLT | (blank)
3/8"GROUND CLAMP | 3/8"-3/4" 1/0 GROUND CLAMP
3/8"T X 1/2"FNPT STRAIGHT | 3/8"T x 1/2"FNPT Straight SS-600-7-8 | CAMERON MEAS
3/8” 3000# HEX PLUGS | 3/8” 3000# Hex plugs | CAMERON MEAS
3/8” EYE & JAW TURNBUCKLE | 3/8” eye & jaw turnbuckle
3/8” X 1 ½” CAP SCREWS | 3/8” x 1 ½” grade 8 cap screws
3/8” X 3/8” BORE THRU | • 3/8” x 3/8” BORE THRU | CAMERON MEAS
3/8” X 3” XH NIPPLES | 3/8” x 3” XH Nipples | CAMERON MEAS
3/8-16" X 2 1/2" CAP SCREWS | 3/8-16" X 2 1/2" CAP SCREWS | CAMERON MEAS
3/8X1.25 FENDWASH Z | 3/8x1.25 FendWash Z | CAMERON MEAS
3/C #6 WITH #8 GRND | 3/C #6 With #8 GRND | ROMAR SUPPLY
3/C #8 WITH #10 GRND | 3/C #8 With #10 GRND XHHW-TC-ER 600V | SUMMIT
3: 150# GASKET | (blank) | THE SHERWIN
3’’ 150LB RF WN SB FLANGE | 3’’ 150LB RF WN SB FLANGE | THE SHERWIN
3’’- 3 1/2’’ X 1’’ 3000LB TOL | Bonney Forge taper bore design | THE SHERWIN
3’’ ELL 45 LR STD | 3’’ ELL 45 LR STD | SUMMIT
3’’ ELL 45 LR STD | 3’’ ell 45 lr std | REXEL
3’’ ELL 90 LR STD | 3’’ ELL 90 LR STD | THE SHERWIN
3’’ ELL 90 LR XH | 3’’ ELL 90 LR XH | THE SHERWIN
3’’ FLG 600LB RF XH | 3’’ flg 600lb rf xh | ELLIOTT ELEC
3’’ FLG RTJ 600LB XH | 3’’ FLG RTJ 600LB XH | SUMMIT
3’’ FLG SW FF 150LB STD | 3’’ FLG SW FF 150LB STD | SUMMIT
3’’ FLG WN 150LB STD RF | 3’’ flg wn 150lb std rf | SUMMIT
3’’ FLG WN 600LB RF XH | 3’’ flg wn 600lb rf xh | 3S ENGINEER
3’’ FLG WN RF 600LB XH | 3’’ FLG WN RF 600LB XH | CITY PIPE
3’’ FLG WNFF 150LB STD | 3’’ FLG WNFF 150LB STD | CITY PIPE
3’’ FLG WNRF 150LB STD | 3’’ FLG WNRF 150LB STD | CITY PIPE
3’’ PIPE SCH 40 | 195.6 Feet of 3’’ pipe sch 40 | CITY PIPE
3’’ SOCKET FLG 150LB RF STD | 3’’ socket flg 150lb rf std | CITY PIPE
3’’ STD LR 90 DEG WELD ELL | 3’’ STD LR 90 DEG WELD ELL | CITY PIPE
3’’ X 1’’ TOL | 3’’ x 1’’ tol | EDGEN MURRAY
3’’ X 2’’ STD CONC REDUCER | 3’’ X 2’’ STD CONC WELD REDUCER | INDUSTRIAL
3“ 150# PADDLE PLATE | 3“ 150# PADDLE TYPE ORIFICE PLATE, 304SS MATERIAL, 1/8” THICK WITH A 2.028“ BEVELLED I.D. | CITY PIPE
3” 150 PAPER GASKETS FF | 3” 150 paper gaskets FF | ODESSA PUMPS
3” 150# BLEED RING | 3” 150# bleed ring with ¾” Tap | CITY PIPE
3” 150# BLEED RINGS W/ ½” TAP | 3” 150# bleed rings w/ ½” tap | ELLIOTT ELEC
3” 150# BLINDS | 3” 150# Blinds | CITY PIPE
3” 150# FF PAPER GASKETS | 3” 150# FF paper gaskets | CITY PIPE
3” 150# GASKETS | 3” 150# gaskets with out interring
3” 150# GASKETS NO INNER RING | 3” 150# Gaskets no inner ring | STEALTH PUMP
3” 150# GASKETS NO INTER RING | 3” 150# gaskets no inter ring | ELLIOTT ELEC
3” 150# GASKETS NO INTERRING | 3” 150# gaskets no interring | ELLIOTT ELEC
3” 150# JFLOW | 3” 150# JFLOW # DM3T 150#RF, 3-WAY, T PORT, CARBON STEEL BODY, 316SS TRIM, SUPER TFM SEATS & SEALS 304SS FASTENERS MOUNTED TO A VALVCON LADCWX SERIES 3000 IN.LB ELECTRIC ACTUATOR W/ 4-20 MA OR 0-10VDC POSITION FEEDBACK, BATTERY BACK UP, 2 AUXILLARY LIMIT SWITCHES, UNIVERSAL POWER, HOLDING BRAKE, HEATER/THERMOSTAT, HANDWHEEL OVERRIDE, VISUAL INDICATOR, MOUNTING BRACKET & COUPLER FULLY ASSEMBLED & TESTED | ELLIOTT ELEC
3” 150# ORIFCE PLATE | 3” 150# PADDLE TYPE ORIFCE PLATE, 1/8” THICK, 304SS MATERIAL WITH A BEVELLED 2.028” I.D. | SUMMIT
3” 150# PADDLE ORIFCE PLATE | 3” 150# PADDLE TYPE ORIFCE PLATE, 1/8” THICK, 304SS MATERIAL WITH A BEVELLED 2.028” I.D. | CITY PIPE
3” 150# RF PAPER GASKETS | (blank) | CITY PIPE
3” 150# WELD NECK FLANGES RF | 3” 150# weld neck flanges RF | INDUSTRIAL
3” 3/600# GASKETS | 3” 3/600# Gaskets | CITY PIPE
3” 300# BALON CV | ??? | CITY PIPE
3” 300# FF GASKET | 3” 300# FF gasket | MIDSTREAM VA
3” 300# FF PAPER GASKETS | 3” 300# FF paper gaskets | MCJUNKIN RED
3” 300# GASKET NO INTERRING | 3” 300# gasket no interring | MCCARTY EQUI
3” 3000# THD CAPS | 3” 3000# thd caps | CITY PIPE
3” 3M/6M THREADED HEX PLUG | 3” 3M/6M Threaded Hex Plug | CITY PIPE
3” 600# BLINDS | 3” 600# blinds | CITY PIPE
3” 600# FF WN STD FLANGES | 3” 600# FF WN STD Flanges to be Machine | THE REYNOLDS
3” 600# GASKETS | 3” 600# gaskets with out interring
3” 600# GASKETS NO INTER RING | 3” 600# gaskets no inter ring | AWC, INC
3” 600# GASKETS NO INTERRING | 3” 600# gaskets no interring
3” 600# PISTON CHECK VALVE | 3” 600# Piston Check Valve | SUMMIT
3” 600# RTJ BLIND | 3” 600# RTJ blind | CITY PIPE
3” 600# WHEATLEY CV | 3” 600# Wheatley check valves
3” 600# WILLIAMS GLOBE VALVE | 3” 600# Williams Globe Valve | ELLIOTT ELEC
3” 900# BLIND | 3” 900# blind | AWC, INC
3” 900# GASKET WITH INTERRING | 3” 900# gasket with interring | FRANKLIN VAL
3” 900# GASKETS NO INTERRING | 3” 900# gaskets no interring
3” C-6810-71-2236-GH-NL | Valve Ball PBV 6800 Series 3.00 Inch 2pc Trunnion CL 150 FP RF LO WCB/WCC Body SS Trim G/ PTFE Seats HNBR Seals API 6D NACE Firesafe
3” FF 150 PAPER GASKETS | 3” FF 150 paper gaskets
3” FIG. 206 THD HAMMER UNIONS | 3” Fig. 206 Thd hammer unions
3” PART A BRASS | 3in Adpt x FmNPT "A" Brass Cam Groove
3” R31 RING | 3” R31 ring
3” STANDARD WELDED 90’S | 3” standard welded 90’s | HOSEWORX
3” STD. 90S | ELBOW- 90 LR BW 3 STD A234 WPB DOMESTIC | THE SHERWIN
3” STD. SEAMLESS PIPE | (22.8') 3” STD. seamless pipe domestic A106
3” THREADED FLANGE 150# | 3” threaded flange 150# | ELLIOTT ELEC
3” THREADED HEX PLUGS | 3” threaded hex plugs | CTAP
3” THREADED RF FLANGE 150# | (blank) | TORO COMPLET
3” TO 2” BUSHING | 3” to 2” bushing | KIM KOOL
3” U-BOLTS | 3” U-Bolts w/black cover and I-rods
3” U-BOLTS WITH I-ROD | 3” U-bolts with I-Rod | MCKINNEY
3” UNION | ??? | CITY PIPE
3” X 1 ½” BUSHING | 3” x 1 ½” bushing | INDUSTRIAL
3” X 1 ½” BUSHINGS | 3” x 1 ½” bushings | CITY PIPE
3”CL150MPF/3B&C | 3" FLO-TITE, TRANS-FLO SERIES, MODEL MPF15-CS, MULTI PORT, 150 FLANGED, T-PORT, CS BODY, SS TRIM, TFM SEATS AND STEM SEALS, GRAPHITE BODY SEALS COMPLETE W/ MOUNTING BRACKET & COUPLER TO FIT CUSTOMER OWNED USI ELECTRIC ACTUATOR | CITY PIPE
30 150 IR 304SS SERIES A GASKET | (blank) | INDUSTRIAL
30 150 SERIES A 304SS GASKET | (blank) | CITY PIPE
30 FOOT GALVANIZED HINGED LIGHT POLE | PART # APP GPHSH30GAL30FT GALV HINGED POLE | CITY PIPE
30 GAL KENCO DRUM KIT | 30 Gal Kenco Drum Kit | TEINERT META
30' SIZING RING | 30" sizing ring for 29.25 PID at 3% over (30.13) | CITY PIPE
30" 150# CLOSURE | ??? | HOSE OF SOUT
30" CLOSURE | ??? | TEINERT META
30" CLOSURE PARTS | ??? | TEINERT META
30" IRODS | ??? | TEINERT META
30" NUBOLT | ??? | INDUSTRIAL
30" PIPE | ??? | INDUSTRIAL
30" PIPE NUBOLTS | Nu-Bolt™ assembly for 30 inch pipe with I-Rod® pipe support material and 4 nuts, shipped unassembled. - 1 x HDG Domestic U-Bolt ASTM A36 1-8 stock with polyshrink - 1 x Half-round I-Rod® support: cut and drilled - 4 x HDG heavy hex nuts 1-8 | TORO COMPLET
30" PIPE U-BOLT W/NUTS & I-ROD | (blank) | CITY PIPE
30" PROBE | ??? | INDUSTRIAL
30" UBOLT | ??? | CITY PIPE
300 AL/CU STACKED | 300 AL/CU STACKED MECHANICAL LUG | INDUSTRIAL
300 HP VFD | ??? | TORO COMPLET
300# drexebrook bs&w | ??? | CITY PIPE
300# drexelbrook bs&w | 300# DREXELBROOK BS&W "per quote 17679 UC01020030111BXXX 2"" 300# 700-1202-081-BGB-203-647.7-254xxxxx Cross Reference CM111BGV-203-647.7-254xxxxx | CITY PIPE
300# DREXELBROOK BS&W | 300# DREXELBROOK BS&W "per quote 17679 UC01020030111BXXX 2"" 300# 700-1202-081-BGB-203-647.7-254xxxxx Cross Reference CM111BGV-203-647.7-254xxxxx | CITY PIPE
3000 FT POLYPULL | Job # 21109-10 DOTTIE DWP3000 3000FT POLYPULL | CITY PIPE
3000RK-0601 | 6" OPW Buna Seal Replacement Kit | CITY PIPE
-30-0-30 LF G... | ??? | TORO COMPLET
300-DC-AL | 300-DC-AL 3in Dust Cap "DC" Alum Cam Groove (3” Dust caps for Prover Connections) 3" Dust Cap "DC" Alum Cam Groove Fitting. | TEINERT META
300T2 | 300 AL/CU STACKED MECHANICAL LUG | CITY PIPE
30162 RING RETAINER | 30162 Ring retainer | TEINERT META
30-30 GAUGES LF | ??? | TEINERT META
30311R | Midget Fuse holder | CITY PIPE
30312R | MFZ 30312R 30A 600V 2P FUSE BLK 600V 30A 2P FUSE BLK | TEINERT META
30321R | MFZ 30321R 30A 600V SP FUSE BLK 600V 30A SP FUSE BLK | TEINERT META
3034L100L | 2.5" F, 316SS CASE BR/BRZ INTERNALS 1/4" LM, 0-100 PSI, LF OCI INDUSTRIAL GUAGE | CITY PIPE
3034L160L | 2.5" F, 316SS CASE BR/BRZ INTERNALS 1/4" LM, 0-160 PSI, LF OCI INDUSTRIAL GAUGE | CITY PIPE
3034L200L | ??? | TEINERT META
3034L30CL | 2.5" F, 316SS CASE BR/BRZ INTERNALS 1/4" LM, -30Hg/30 PSI, LF OCI INDUSTRIAL GAUGE | TEINERT META
3034L30L | ??? | TEINERT META
3034L60L | 2.5" F, 316SS CASE BR/BRZ INTERNALS 1/4" LM, 0-60 PSI, LF OCI INDUSTRIAL GAUGE | CITY PIPE
3040-DA-SS | 3 Fem Coup X 4 Male Adapter 316SS Reduc Camlock | JET SPECIALT
3044 TIT TRANSMITTER | ??? | CITY PIPE
30-454 WING NUT | 30-454 Wing Nut | JET SPECIALT
305 MANIFOLD | ??? | TEINERT META
3051 PIT TRANSMITTER | ??? | CITY PIPE
3051 PRESSURE TRANSMITTER | Inline Pressure Transmitter 3051TG4A2B21AE5M5 | ASAP OILFIEL
3051 REMOTE SEALS | ??? | MICRO MOTION
3051C PRESSURE TRANSMITTER | Rosemount Coplanar Transmitter 3051CG3A02A1AS5E5 3051C Rosemount Coplanar Transmitter G Measurement Type: Gage 3 Pressure Range: -393 to 1000 inH2O (2.5 bar) A Transmitter Output: 4-20 mA with Digital Signal Based on HART Protocol 0 Process Flange Type ¦ Flange Material ¦ Drain Vent: Alternate Process Connection 2 Isolating Diaphragm: 316L SST A O-Ring: Glass-filled PTFE 1 Sensor Fill Fluid: Silicone A Housing Material ¦ Conduit Entry Size: Aluminum ¦ 1/2-14 NPT S5 Manifold Assembly: Assemble to Rosemount 305 Integral Manifold E5 Product Certifications: USA Explosion-proof, Dust Ignition-proof Qty Primary Tag Type Primary Tag Calibration 1 NAME 0 to 1000 IN H2O | AWC, INC
3051CD PRESSURE TRANSMITTER | Rosemount Coplanar Transmitter 3051CD3A02A1AS5E5M5Q4Q8T1 3051C Rosemount Coplanar Transmitter D Measurement Type: Differential 3 Pressure Range: -1000 to 1000 inH2O (2.5 bar) A Transmitter Output: 4-20 mA with Digital Signal Based on HART Protocol 0 Process Flange Type ¦ Flange Material ¦ Drain Vent: Alternate Process Connection 2 Isolating Diaphragm: 316L SST A O-Ring: Glass-filled PTFE 1 Sensor Fill Fluid: Silicone A Housing Material ¦ Conduit Entry Size: Aluminum ¦ 1/2-14 NPT S5 Manifold Assembly: Assemble to Rosemount 305 Integral Manifold E5 Product Certifications: USA Explosion-proof, Dust Ignition-proof M5 Display and Interface Options: LCD Display Q4 Calibration Certification: Calibration Certificate Q8 Material Traceability Certification: Material Traceability Certification per EN 10204 3.1.B T1 Transient Protection: Transient Terminal Block Qty Primary Tag Type Primary Tag Calibration 1 NAME 0 to 1000 IN H2O
3051CD TRANSMITTER | Rosemount Coplanar Transmitter 3051CD2A02A1AS5E5M5 3051C Rosemount Coplanar Transmitter D Measurement Type: Differential 2 Pressure Range: -250 to 250 inH2O (622.7 mbar) A Transmitter Output: 4-20 mA with Digital Signal Based on HART Protocol 0 Process Flange Type ¦ Flange Material ¦ Drain Vent: Alternate Process Connection 2 Isolating Diaphragm: 316L SST A O-Ring: Glass-filled PTFE 1 Sensor Fill Fluid: Silicone A Housing Material ¦ Conduit Entry Size: Aluminum ¦ 1/2-14 NPT S5 Manifold Assembly: Assemble to Rosemount 305 Integral Manifold E5 Product Certifications: USA Explosion-proof, Dust Ignition-proof M5 Display and Interface Options: LCD Display Qty Primary Tag Type Calibration 1 NAME 0 to 9 PSI D | MIDSTREAM VA
3051CD3A22A1AB4E5M5 | Rosemount Coplanar Transmitter 3051CD3A22A1AB4E5M5 3051C Rosemount Coplanar Transmitter D Measurement Type: Differential 3 Pressure Range: -1000 to 1000 inH2O (2.5 bar) A Transmitter Output: 4-20 mA with Digital Signal Based on HART Protocol 2 Process Flange Type ¦ Flange Material ¦ Drain Vent: Coplanar ¦ SST ¦ SST 2 Isolating Diaphragm: 316L SST A O-Ring: Glass-filled PTFE 1 Sensor Fill Fluid: Silicone A Housing Material ¦ Conduit Entry Size: Aluminum ¦ 1/2-14 NPT B4 Mounting Bracket: Coplanar Flange Bracket for 2-in. Pipe or Panel Mounting,all SST E5 Product Certifications: FM Explosion-proof, Dust Ignition-proof M5 Display and Interface Options: LCD Display Qty/Cfg Primary Tag Type Primary Tag Secondary Tag Calibration 1 NAME 0 to 1000 IN H2O | LAKE CHARLES
3051CD4A22A1AB4E5L4M5Q4 | ??? | LEGACY FLOW
3051S2CD4A2A11A1AK5M5T1 | ??? | INSTRUMENT M
3051S2TG PIT | 3051S2TG4A2A11A1AE5M5Q4T1 3051S SCALABLE PRESSURE TRANSMITTER 2 Performance Class: Classic: 0.035 percent span accuracy, 150:1 rangedown, 15-yr stability T Connection Type: In-Line G Measurement Type: Gage 4 Primary Pressure Range: -14.7 to 4000 psi A Secondary Pressure Range: None,Single-Variable Device 2 Isolating Diaphragm: 316L SST A11 Process Connection ¦ Size ¦ Flange Material ¦ Drain Vent ¦ Bolting: Assemble to Model 306 Integral Manifold A Transmitter Output: 4-20 mA with digital signal based on HART protocol 1A Housing Style ¦ Material ¦ Conduit Entry Size: PlantWeb housing ¦ Aluminum ¦ 1/2-14 NPT E5 Product Certifications: FM Explosion-proof, Dust Ignition-proof M5 Display Type: PlantWeb LCD Display Q4 Calibration Certification: Calibration certificate T1 Transient Protection: Transient terminal block MARATHON 20122-01 | SUMMIT
3051T PRESSURE TRANSMITTER | Inline Pressure Transmitter 3051TG3A2B21AM5E5S5 3051T Inline Pressure Transmitter G Pressure Type: Gage 3 Pressure Upper Range Limit: 800 psi (55.2 bar) A Transmitter Output: 4-20 mA with Digital Signal Based on HART Protocol 2B Process Connection Style: 1/2-14 NPT Female 2 Isolating Diaphragm ¦ Process Connection Wetted Parts Material: 316L SST ¦ 316L SST 1 Sensor Fill Fluid: Silicone A Housing Material ¦ Conduit Entry Size: Aluminum ¦ 1/2-14 NPT S5 Integral Assembly: Assemble to Rosemount 306 Integral Manifold E5 Product Certifications: USA Explosion-proof, DustÂ Ignition-proof M5 Display and Interface Options: LCD Display Qty Primary Tag Type Primary Tag Calibration 1 NAME 0 to 800 PSI 1 NAME 0 to 800 PSI | TEINERT META
3051TG TRANSMITTER | Inline Pressure Transmitter 3051TG4A2B21AS5E5M5 3051T Inline Pressure Transmitter G Pressure Type: Gage 4 Pressure Upper Range Limit: 4000 psi (275.8 bar) A Transmitter Output: 4-20 mA with Digital Signal Based on HART Protocol 2B Process Connection Style: 1/2-14 NPT Female 2 Isolating Diaphragm ¦ Process Connection Wetted Parts Material: 316L SST ¦ 316L SST 1 Sensor Fill Fluid: Silicone A Housing Material ¦ Conduit Entry Size: Aluminum ¦ 1/2-14 NPT S5 Integral Assembly: Assemble to Rosemount 306 Integral Manifold E5 Product Certifications: USA Explosion-proof, DustÂ Ignition-proof M5 Display and Interface Options: LCD Display Qty Primary Tag Type Calibration 1 NAME 0 to 1500 PSI G 1 NAME 0 to 1500 PSI G | TEINERT META
3051TG1A TRANSMITTER | Inline Pressure Transmitter 3051TG1A2B21AB4E5Q4M5 set @ 0-15 PSI | CITY PIPE
3051TG3A TRANSMITTER | Inline Pressure Transmitter 3051TG3A2B21AB4E5Q4M5 set @ 0-315 PSI | INDUSTRIAL
3051TG3A2B21AB4E5M5 | 3051TG3A2B21AB4E5M5 3051T Inline Pressure Transmitter G Pressure Type: Gage 3 Pressure Upper Range Limit: 800 psi (55.2 bar) A Transmitter Output: 4-20 mA with Digital Signal Based on HART Protocol 2B Process Connection Style: 1/2-14 NPT Female 2 Isolating Diaphragm ¦ Process Connection Wetted Parts Material: 316L SST ¦ 316L SST 1 Sensor Fill Fluid: Silicone A Housing Material ¦ Conduit Entry Size: Aluminum ¦ 1/2-14 NPT B4 Mounting Bracket: Bracket for 2-in. Pipe or Panel Mounting, All SST E5 Product Certifications: USA Explosion-proof, Dust Ignition-proof M5 Display and Interface Options: LCD Display | E-Z PIPE
3051TG3A2B21AB4K5M5T1 | ??? | E-Z PIPE
3051TG3A2B21AE5M5 | Inline Pressure Transmitter 3051TG3A2B21AE5M5 3051T Inline Pressure Transmitter G Pressure Type: Gage 3 Pressure Upper Range Limit: 800 psi (55.2 bar) A Transmitter Output: 4-20 mA with Digital Signal Based on HART Protocol 2B Process Connection Style: 1/2-14 NPT Female 2 Isolating Diaphragm ¦ Process Connection Wetted Parts Material: 316L SST ¦ 316L SST 1 Sensor Fill Fluid: Silicone A Housing Material ¦ Conduit Entry Size: Aluminum ¦ 1/2-14 NPT E5 Product Certifications: FM Explosion-proof, Dust Ignition-proof M5 Display and Interface Options: LCD Display Qty/Cfg Primary Tag Type Primary Tag Secondary Tag Calibration 1 NAME 0 to 800 PSI | E-Z PIPE
3051TG3A2B21AEFM5Q4 | ??? | INDUSTRIAL
3051TG4 PIT | Inline Pressure Transmitter 3051TG4A2B21AB4E5M5T1S5 3051T Inline Pressure Transmitter G Pressure Type: Gage 4 Pressure Upper Range Limit: 4000 psi (275.8 bar) A Transmitter Output: 4-20 mA with Digital Signal Based on HART Protocol 2B Process Connection Style: 1/2-14 NPT Female 2 Isolating Diaphragm ¦ Process Connection Wetted Parts Material: 316L SST ¦ 316L SST 1 Sensor Fill Fluid: Silicone A Housing Material ¦ Conduit Entry Size: Aluminum ¦ 1/2-14 NPT B4 Mounting Bracket: Bracket for 2-in. Pipe or Panel Mounting, All SST E5 Product Certifications: USA Explosion-proof, DustÂ Ignition-proof M5 Display and Interface Options: LCD Display T1 Transient Terminal Block: Transient Protection Terminal Block S5 Integral Assembly: Assemble to Rosemount 306 Integral Manifold | INDUSTRIAL
3051TG4A TRANSMITTER | Inline Pressure Transmitter 3051TG4A2B21AB4E5Q4M5 set @ 0-1650 PSI | INDUSTRIAL
3051TG4A2B21AB4K6M5T1Q4 | ??? | INDUSTRIAL
305R MANIFOLD | Rosemount 305 Integral Manifold 0305RC32B11B4 | CITY PIPE
306 IN-LINE MANIFOLD | 0306RT22AA11Rosemount 306 In-Line Manifold | INDUSTRIAL
30-652 WIRE-NUT | Job # 21109-10 Charge back to moms meals | INDUSTRIAL
30-9/16" 12/14 TPI COMPACT | 30-9/16" 12/14 TPI COMPACT THIN METAL BAND SAW BLA | INDUSTRIAL
30A 600VAC 1 POLE | 30A 600VAC 1 POLE NON-INDICATING POWR-SAFE MIDGET | INDUSTRIAL
30MM CONT BLK | 30MM CONT BLK 2NO Gray 10250T2 | INDUSTRIAL
30MM CONT BLK 2NO | 30MM CONT BLK 2NO | INDUSTRIAL
30MM SELECTOR SWITCH | A-B 800H-JR4 S-SW 3POS KNOB | INDUSTRIAL
30X24X12 ROC/DC ENCLOSURE | AWC PN RT WM302412N4 WM 30X24X12 304 #4 BRUSHED MFR: RITTAL CORPORATIO MFR PN: 8017612 UPC: 639889831889 LINE 3 OF QUOTE 2388714 | TORO COMPLET
3-1/4 PACKING | 3-1/4 Packing - 0838-01-0268-09 | CITY PIPE
3-138-600-07F-00 BUSHING BLOCK | (blank) | MIDSTREAM VA
31404FC | FACTORY CERT HYDROMETER API CF 15" 19/31 0-150 F (+ LABOR)
31406FC | FACTORY CERT HYDROMETER API CF 15" 29/41 0-150 F (+ LABOR) | TEINERT META
31408FC | FACTORY CERT HYDROMETER API CF 15" 39/51 0-150 F (+ LABOR) | TEINERT META
31410FC | FACTORY CERT HYDROMETER API CF 15" 49/61 0-150 F (+ LABOR) | TEINERT META
31412FC | FACTORY CERT HYDROMETER API CF 15" 59/71 0-150 F (+ LABOR) | INDUSTRIAL
31414FC | FACTORY CERT HYDROMETER API CF 15" 69/81 0-150F (+ LABOR) | UP&S, INC
31446FC | FACTORY CERT HYDROMETER API CF 15" 20/40 0-150 F (+ LABOR) | MIDSTREAM VA
3144P | Rosemount 3144P Temperature Transmitter 3144PD1A1E5M5T1 | CHEROKEE M&C
3144P TEM TRANSMITTER | Rosemount 3144P Temperature Transmitter 3144PD1A1E5PTM5T1C1C4Q4HR7XA | MIDSTREAM VA
3144P TEMP TRANSMITTER | Rosemount 3144P Temperature Transmitter 3144PD1A1E5PTM5T1C1C4Q4HR7XA | CITY PIPE
3144P TEMPERATURE TRANSMITTER | ??? | MIDSTREAM VA
3144P TIT | Rosemount 3144P Temperature Transmitter 3144PD1A1E5PTM5T1C1C4Q4HR7XA | MIDSTREAM VA
3144P TRANSMITTER | Rosemount 3144P Temperature Transmitter 3144PD1A1E5M5 3144P Rosemount 3144P Temperature Transmitter D1 Housing Style ¦ Material ¦ Conduit Entry Size: Field Mount, Dual-Compartment Housing ¦ Aluminum ¦ ½-14 NPT A Transmitter Output: 4-20 mA with digital signal based on HART protocol 1 Measurement Configuration: Single Sensor E5 Product Certifications: FM Explosionproof, Dust Ignition-Proof and nonincendive approval M5 Display: LCD Display Qty Primary Tag Type Calibration 1 NAME -20 to 140 DEG F 14 | FRANKLIN VAL
3144P TT | Rosemount 3144P Temperature Transmitter 3144PD1A1E5M5Q4XA Ship From: ROSEMOUNT INC. 6021 Innovation Blvd 55379-4676 Shakopee MN UNITED STATES | FRANKLIN VAL
3144PD TIT | 3144PD1A1E5M5B5 3144P Rosemount 3144P Temperature Transmitter D1 Housing Style ¦ Material ¦ Conduit Entry Size: Field Mount, Dual-Compartment Housing ¦ Aluminum ¦ ½-14 NPT A Transmitter Output: 4-20 mA with digital signal based on HART protocol 1 Measurement Configuration: Single Sensor E5 Product Certifications: FM Explosionproof, Dust Ignition-Proof and nonincendive approval M5 Display: LCD Display B5 Mounting Bracket: "L" Mounting Bracket for 2-inch pipe or panel mounting - All SST MARATHON 20122-01 | CITY PIPE
3144PD1A1E5M5 | ???
3144PD1A1E5M5G1C2Q4XA | ??? | INDUSTRIAL
3144PD1A1E5M5XA | ???
3144PD1A1K5B5T1Q4XA | ??? | MCCARTY EQUI
3144PD1A1KAM5T1C4Q4 | ??? | CITY PIPE
3144PD1A1KBB4M5Q4 | 3144PD1A1KBB4M5Q4 Rosemount 3144P Temperature Transmitter
31450FC | FACTORY CERT HYDROMETER API CF 15" 40/60 0-150 F (+ LABOR)
3-150 FRANKLIN | ??? | CITY PIPE
3-150-WKM320-RFFE-24TTF-24 | ??? | CITY PIPE
316 BUSH 1 1/2X1 150 | 316 BUSH 1 1/2X1 150 | CITY PIPE
316 BUSH 1X1/2 150 | 316 BUSH 1X1/2 150 | CITY PIPE
316 BUSH 2X1 1/2 150 | 316 BUSH 2X1 1/2 150 | CITY PIPE
316 BUSH 3 X 1 1/2 150 | 316 BUSH 3 X 1 1/2 150 | CITY PIPE
316 BUSH 3X2 150 | 316 BUSH 3X2 150 | CITY PIPE
316 DISK | 3IN RLS, 316 Disk, 225psig @ 100°F, Previous Lot: A5004623-4 Whitewater Job# 21634-01 thru 04 | MIDSTREAM VA
316 NIP 1 1/2X2 1/2 | 316 NIP 1 1/2X2 1/2 | MIDSTREAM VA
316 NIP 1 1/2X4 1/2 | 316 NIP 1 1/2X4 1/2 | MCCARTY EQUI
316 NIP 1/2X2 | 316 NIP 1/2X2 | TOTAL VALVE
316 NIP 1X12 | 316 NIP 1X12
316 NIP 1X3 | 316 NIP 1X3 | CHEROKEE M&C
316 SS SCRUBBERS 12" O.D. |  INTERSTAGE SCRUBBER, 316SS CONSTRUCTION, ASME SECTION VIII DIV 1, 150PSI @ 350F, CLASS 150, 12” x 48” S/S, ELLIPTICAL HEADS, INTERNAL DIVERTER AT INLET FLANGE, 3” 150# RF INLET/OUTLET CONNECTIONS, 1” 150# DRAIN/PSV CONNECTIONS, (1) 2" NPT 3M LEVEL SWITCH CONNECTION, 1/2" NPT 3M LEVEL GLASS CONNECTIONS, 1/2" NPT AUXILIARY CONNECTION, SS DEMISTER PAD, AI INSPECTION, HYDRO, RT-1 • PRESSURE/TEMPERATURE RATINGS TO BE CONFIRMED THROUGH ENGINEERING • NOZZLE QUANTITY/SIZES TO BE CONFIRMED THROUGH ENGINEERING | VANZANDT CON
316 SS SCRUBBERS 16" O.D. |  SUCTION SCRUBBER, 316SS CONSTRUCTION, ASME SECTION VIII DIV 1, 150PSI @ 350F, CLASS 150, 16” x 60” S/S, ELLIPTICAL HEADS, INTERNAL DIVERTER AT INLET FLANGE, 4” 150# RF INLET/OUTLET CONNECTIONS, 1” 150# DRAIN/BYPASS/PSV CONNECTIONS, (2) 2" NPT 3M LEVEL SWITCH CONNECTIONS, 1/2" NPT 3M LEVEL GLASS CONNECTIONS, 1/2" NPT PRESSURE TRANSMITTER CONNECTION, SS DEMISTER PAD, AI INSPECTION, HYDRO, RT-1 • PRESSURE/TEMPERATURE RATINGS TO BE CONFIRMED THROUGH ENGINEERING • NOZZLE QUANTITY/SIZES TO BE CONFIRMED THROUGH ENGINEERING | DAVIS & DAVI
316 THD 90 1 150 | 316 THD 90 1 150
316 THD 90 2 150 | 316 THD 90 2 150
316 THD FLG 1 1/2 150 | 316 THD FLG 1 1/2 150 | CITY PIPE
316 THD FLG 2 150 | 316 THD FLG 2 150 | CITY PIPE
316 THD FLG 3 150 | 316 THD FLG 3 150 | CITY PIPE
316 THD TEE 1 1/2 150 | 316 THD TEE 1 1/2 150 | CITY PIPE
316SS ELBOW | 2" SCH 40 90 DEGREE ELBOW 316SS | CITY PIPE
316SS FLANGE | 1" 150# RF FLANGE TO THREADED NPT 316SS | INDUSTRIAL
316SS NIPPLE | SCH 40 1.5" NIPPLE 6" LONG QTY 4 316SS | INDUSTRIAL
316SS PIPE | 1.5" PIPE XH 316SS
316SS SWING CHECK VALVE | 1" SWING CHECK VALVE 316SS | FRANKLIN VAL
316SS TEE | 1.5" SCH 40 TEE 316SS | CITY PIPE
316SS UNION | 1" UNION 300# 316SS | CITY PIPE
316SS VOLUTE ADDER | 0 | MCCARTY EQUI
31-FX-400/XEF1-XX-T | XE-4400 EXPLOSION PROOF ELECTRIC ACTUATOR TWO POSITION CONTROL, 115VAC/1PH, ATEX APPROVED FOR EEXD IIB T4, CONFORMS TO NEMA TYPE 4, 4X, 7 & 9 MOUNTED 4" 3-WAY, T-PORT CF8M / 316 SS BODY ,END CAP, COVER, BALL/ STEM, DIRECT MOUNT, FULL PORT BALL VALVE, ANSI 150# FLANGED END, RTFE SEATS, PTFE GASKETS & PACKING ,FKM O-RING . FLOW PATH T3 TO T4 FULLY ASSEMBLED AND TESTED | CITY PIPE
3200000-003 XRC | 3200000-003 XRC G5 SMALL PANEL KIT DIN RAIL MNT Javelin Energy order# 22396-02 & 22397-03 | CITY PIPE
323 TOUCH-UP KIT | ??? | MCCARTY EQUI
32500MAG | 11-IN-1 MAGNETIC SCREWDRIVER/NUT DRIVER | CITY PIPE
3-291-W03-128-00 | 3-291-W03-128-00 CPLG WOODS 7SC50 1.375X1.625B 254-256T 15HP / 20HP | CITY PIPE
3-291-W03-132-00 | ??? | MCCARTY EQUI
32FL42 | Hoffman cage nut, 20 pk | CITY PIPE
32NS 131.11 | PRESSURE INDICATOR: Size: 1½” Dial, Case: 304 SS, matte-finish ,Wetted Parts: 316L SS, Window: Snap-in polycarbonate, Dial: White aluminum, Pointer: Black aluminum, Accuracy: ± 2.5% of span, Connection: center back mount, 0-160 PSIG RANGE | MIDSTREAM VA
32NS 131.11 PRESSURE INDICATOR | 32NS 131.11 (9118080) PRESSURE INDICATOR: Size: 1½” Dial, Case: 304 SS, matte-finish ,Wetted Parts: 316L SS, Window: Snap-in polycarbonate, Dial: White aluminum, Pointer: Black aluminum, Accuracy: ± 2.5% of span, Connection: center back mount, 0-160 PSIG RANGE
33# CYLINDER | (blank) | VANZANDT CON
33# CYLINDER - PROPANE | (blank)
33# CYLINDER OF PROPANE | (blank)
33# CYLINDER PROPANE | (blank) | CITY PIPE
33# PROPANE CYLINDER | (blank)
33#PROPANE CYLINDER | (blank)
33+SUPER34X76FT | SUPER 33+ VINYL ELEC TAPE,3/4" X 76',BLACK
33+SUPER34X76RT | Scotch super 33+ Black Electrical tape, | VANZANDT CON
3300 CU-XHHW #2 | Job # 21109-10 Charge back to moms meals | MIDSTREAM VA
3-36 X 1" 3000# THREDOLET | (blank) | EGGELHOF, IN
3-3933FGDGFTLD | 1/2" 2PC, 3000 PSI, Full port Firesafe, 316SS Body, 316SS Trim, Graphoil Packing, Delrin Seat, Seal Welded ends with NPT ends, locking handle
3-4" BALON HANDLES | 3-4" Balon Handles | MIDSTREAM VA
3-4" BASKET | Coat 3"-4" Strainer Basket EVX Job# 21155, 21093-01&02 | ENDRESS + HA
3-4" BASKET COATING | 3"-4" Basket Coating | CITY PIPE
3-4" HANDLES | Balon handles | CITY PIPE
3-464-GB41013-FULL-1 | Rebuild Kit: 3-464-GB41013-FULL-1 | MIDSTREAM VA
3-464-GB41415-FULL-1 | Rebuild Kit: 3-464-GB41415-FULL-1 | CITY PIPE
3-464-GB41440-FULL-1 | GB41440 Pump CW/CCW Rebuild kit | CITY PIPE
3-464-GB41445-FULL-01 | GB41445 T2 FKM FULL REBUILD KIT | TORO COMPLET
3-464-GB41445-FULL-1 | GB-414 Full Rebuild Kit for Type 2 Seal - Standard Port Pumps - fits size GB-41445 -Fits both CW and CCW Rotations | INDUSTRIAL
3-464-LACT-K421 | 3-464-LACT-K421: Type 1 seal kit for Viking GP-414XX pipeline injection pumps | CITY PIPE
3-464-LACT-K445 | ??? | MIDSTREAM VA
3-464-LACT-K446 | ??? | MIDSTREAM VA
3-464-LACT-K496 | Complete Seal Kit with hardware for GB414 pumps equipped with Type 2 seals - Designed for Gen 3 pumps. | CITY PIPE
3-464-LACT-K496 SEAL KIT | (blank) | CITY PIPE
34X2 | 3/4X2 RGD NIP | MIDSTREAM VA
34X3 | 3/4X3 RGD NIP | INDUSTRIAL
34X4 | 3/4X4 RGD NIP | INDUSTRIAL
3-5 X 3/4 3000# TOL | (blank) | TORO COMPLET
350 MCM TAP CONNECTOR | Job # 21109-10 | CITY PIPE
350 XHHW-2 AL BRWN 1680EA | Job # 21109-10 350 XHHW-2 AL BROWN BULK RL | TORO COMPLET
350 XHHW-2 AL GRAY 1680EA | Job # 21109-10 350 XHHW-2 AL GRAY BULK RL | CITY PIPE
350 XHHW-2 AL ORANGE 1680EA | Job # 21109-10 350 XHHW-2 AL ORANGE BULK RL | TORO COMPLET
350 XHHW-2 AL YELLOW 1680EA | Job # 21109-10 350 XHHW-2 AL YELLOW BULK RL | TORO COMPLET
3504SDSB41A | 3504SDSB41A TSH-GLOBAL-SD-350HP-18-TEFC-449T-DE BB | TORO COMPLET
350BR | VINYL COLOR CODING ELEC TAPE 35, 3/4" X 66", BROWN | CITY PIPE
350-DD/445-725-021 | 350-DD Complete with 2" Gauge (445-725-021) 1/2" FNPT COntrol Air filter regulator, 316 SS internal and external materials, NACE MR0175, 290PSIG max supply pressure, 0-150 PSIG outlet Model:445-725-021 Control Air Pressure Gauge, 2" Dial, 0-160PSI, 1/4" NPT, SSxSS, Back Mount, NACE
350HP TOSHIBA | 350HP Toshiba 5hp Oil Cooling 5hp Gas Cooling Line Reactor Required adding 2 20HP variable torque drives to each package and the additional protection and wiring
350HP COMPRESSORS | 350hp Compressors (Zia Hill) PDR20X COMPR&PART,DXR204220A206E47GCG PN 02250221-683 | EGGELHOF, IN
350KCMIL AL HYPLUG | Job # 21109-10 Charge back to moms meals | EGGELHOF, IN
350R | VINYL COLOR CODING ELEC TAPE 35,3/4" X 66',ORANGE | MIDSTREAM VA
350WBX-120 | FED-SIG 350WBX-120 120V XPRF HORN | MIDSTREAM VA
3534L100L | 2.5" F, 316SS Case, SS Internals, 1/4" LM, 0-100 PSI, :F OCI Industrial Gauge | CITY PIPE
3534L200L | 2.5"F, 316SS CASE SS INTERNALS 1/3" LM, 0-200 PSI, LF OCI INDUSTRIAL GAUGE | MIDSTREAM VA
3-541-056-999-00 | ??? | CI ACTUATION
3-541-057-999-00 | Flange adapter assemblies | INDUSTRIAL
3-541-057-999-00 FLANGE ADAPTER | SAE - J518 Code 61 Port Adapter - 1020 Carbon Steel For 3" Port Size. Pair of Adapters Includes : Inch Fasteners, Viton O-Ring Fits GB-41440, GB-41445, GB-41455 standard pumps | CI ACTUATION
3-541-059-999-00 | ??? | MIDSTREAM VA
35BR | VINYL COLOR CODING TAPE, 35, 3/4" X 66' BROWN
35OR | VINYL COLOR CODING TAPE, 35, 3/4" X 66' ORANGE | LEGACY FLOW
35RD | VINYL COLOR CODING ELEC TAPE | MIDSTREAM VA
35YE | VINYL COLOR CODING TAPE, 35, 3/4" X 66' YELLOW | MIDSTREAM VA
35YL | VINYL COLOR CODING ELEC TAPE 35,3/4" X 66',YELLOW
36 – 3 X 1 3M THD PIPET A694 | 36 – 3 x 1 3M Thd Pipet A694 F52 ***stock Houston, please consider additional shipping charges | INDUSTRIAL
36 - 3 X 1 3M TOL 316/L | 36 - 3 X 1 3M TOL 316/L | EGGELHOF, IN
36 - 3/4 X 1/2 3M TOL 316/L | 36 - 3/4 X 1/2 3M TOL 316/L | CITY PIPE
36 150 GASKET SERIES A NO IR | (blank) | ULTIMATE WEL
36 150 IR 304SS SERIES A GASKET | (blank) | INDUSTRIAL
36 150 SERIES A 304SS GASKET | (blank) | CITY PIPE
36" 150# GASKET SERIES A | (blank) | CITY PIPE
36" ENCLOSURES | ??? | MCCARTY EQUI
36" GASKET | 36” 150# Spiral Wound Gasket, No Inner Ring, Series A
36" LINE CROSSOVER | 36" Line Crossover - PerfectAStep 1) ALUMINUM PERFECTASTEP-PLATFORM Length=5'-4" Width=3'-0" ALUMINUM PerfectAStep Platform *Prefabricated stamped positive-traction walk surface *Units have common bolt hole patters for stairs, other platforms and handrails with standard walk surface 2) YELLOWGATE-A YellowGate - Universal Swing Gate * Adjustable from 16" to 36" (406 mm to 914 mm) * Adjustable swing direction (right or left-hand swing) * Patent pending Malbec adjustable tensioner * Universal mounting system (with one SKU) * Inline mounting adjusts from 19.75" to 36.5" (502 mm to 927 mm) * Perpendicular mounting adjusts from 16" to 33.75" (406 mm to 857 mm) * Powder-coated Aluminum construction 1) ALUMINUM PERFECTASTEP-LADDER 9/9 6 steps ALUMINUM PERFECTASTEP LADDER 3 thru 6-Step units designed to be connected together totaling up to 20- steps *Ladder REQUIRES PERFECTASTEP Prefabricated to fit any side of a PERFECTASTEP platform 1) ALUMINUM PERFECTASTEP-LADDER 9/9 8 steps ALUMINUM PERFECTASTEP LADDER 3 thru 6-Step units designed to be connected together totaling up to 20- steps *Ladder REQUIRES PERFECTASTEP Prefabricated to fit any side of a PERFECTASTEP platform 2) ALUMINUM HANDRAIL WITH HARDWARE Length=2'-1" ALUMINUM HANDRAIL WITH HARDWARE 2) ALUMINUM HANDRAIL WITH HARDWARE Length=2'-9" ALUMINUM HANDRAIL WITH HARDWARE Quote #: SAS-109189R3 | CITY PIPE
36" METAL DOOR | (blank) | LAKE CHARLES
36" OD VESSEL | 36" OD x 120" S/S 50,000 BPD NGL Vessel based on SCS provided data sheet and attached C&J Scope of Work Rev. | LAKE CHARLES
36" PIPE NUBOLTS | Nu-Bolt™ assembly for 36 inch pipe with I-Rod® pipe support material and 4 nuts, shipped unassembled. - 1 x HDG Domestic U-Bolt ASTM A36 1-8 stock with polyshrink - 1 x Half-round I-Rod® support: cut and drilled - 4 x HDG heavy hex nuts 1-8
36" PIPE U-BOLT W/NUTS & I-ROD | (blank) | MCCARTY EQUI
36’’-3/4’’X1/2’’ SOL 3M | 36’’-3/4’’X1/2’’ SOL 3M | MCCARTY EQUI
3600-BD | 1/4" NPT ControlAir 3600 series high pressure regulator, 316 SS body, bonnet, bottom plug, and cover, Monel 400 diaphragm, PTFE/Fluorocarbon seals, PTFEseat, 316 SS supply nozzle, stainless steel spring, 6000 PSIG maximum supply pressure, 0-125 and 0-225 PSIG output ranges | CITY PIPE
36-14 2 XH BW LATERAL PIPE A105 | (blank) | CITY PIPE
36-2 X 1" 3000# THR ELBOLET | (blank) | JET SPECIALT
36-3 X 1" 3000# SOCKOLET BF | (blank) | CITY PIPE
36-30-X60-2V-600W.SP16468 | 36" Koflo Static Mixer - 36" Schedule 30 (0.625" Wall) API 5L X60 PSL2 Grade Carbon Steel Housing - Two (2) Fixed Carbon Steel Mixing Elements and a Flow Straightening Vane - 36" ASTM A694 F60 Grade Carbon Steel MSS SP-44 Class 600 Raised Face Weld Neck Flanged Ends - Koflo® Blue Two-Stage Industrial Paint System with Corlar® 2.1 PR-P™ Epoxy Primer and Imron® 3.5 HG™ + Polyurethane Topcoat SP Details: - Fabrication, Inspection and Testing per ASME B31.3 - 100% Radiography of Flange Welds - 100% Visual Inspection - High Velocity Build Length: 143" Net Weight: ~3780.3 lb Pressure Loss: 12.48 psi @ 66,667 BPH | CITY PIPE
368C-98 | AMT Model 368C-98 0.50HP, 3PH, 56J, TEFC Motor | CITY PIPE
370G | 1" FM7 Wedge CVR W/Gasket | CITY PIPE
371 - U6 - C3A - FM | 371 - U6 -C3A - FM SOR Ultrasonic Sensor Range Single Point Overrange 2000 Psi 371 = Single Point Ultrasonic Sensor U = U-Shaped Sensor Cavity 6 = Sensor Length In Inches C = 316Ss Process Connection | CITY PIPE
37C150BUU4H/NEOP | 3/8-16 X 1 1/2 PIPE U-BOLT W/NUTS NEOPRE COARSE THREAD H.D.G. W/VITON PAD | CITY PIPE
37N150IROD | 3/8 X 1 1/2 ISOLATION ROD HALF ROUND PAD HALF ROUND TEFLON ISOLATION ROD
3-8 SS SMLS | ??? | MIDSTREAM VA
3-8 SS SMLS 3-8 | ??? | VANZANDT CON
38 STEEL HEX NUT- 100EA | Job # 21109-10 DOTTIE HN-38 STEEL HEX NUT | FRANKLIN VAL
38" NYLON CAGE | (blank) | CITY PIPE
383DC 12 | 1" DIECAST INSULATED GROUNDING BUSHING | CITY PIPE
385-0071-555-OB | Universal V, CM, 100KHz Light Oil-0-5% | CITY PIPE
388DC | 3" DIECAST INSULATED GROUND BUSHING | MCCARTY EQUI
38AST | 3/8" INS MC SNAP D/C CONN | CITY PIPE
38B | RECP SGL FLUSH 30A 125/250V 3P3W STR BR | VANZANDT CON
38CR09 FLANGE BOLTS | Flange Bolts: Std, Steel, Class 8.8, Zinc Plated, 25 mm lg, Fully Threaded, Metric, HRC22
38NITR0DRILLBIT | 3/8" NITRO MECH DRILL BIT | INDUSTRIAL
3AVCS14V01 | AES 1.75" Standard Bore C Vs SC Viton | CITY PIPE
3FF12NRF | ??? | MIDSTREAM VA
3I-98013 | ??? | INDUSTRIAL
3IN "DC" BRASS CAM GROOVE | 3in Dust Cap "DC" Brass Cam Groove | CITY PIPE
3IN 30D EMT ELBOW | TPA8830 TPZ 8830 3IN 30D EMT ELBOW
3IN ADPT X FMNPT "A" BRASS | 3in Adpt x FmNPT "A" Brass Cam Groove | CITY PIPE
3IN ALUM FLANGE BREAKAWAY | SBC300ALFL 3in Alum Flange Industrial Breakaway | MIDSTREAM VA
3IN OT KO SEAL | Job # 21109-10 Charge back to moms meals
3-IN_90DEG_GALV_ELBOW | CONDUIT ELBOW 3 INCH RIGID, 90 DEGREE STANDARD RADIUS | VANZANDT CON
3J-42-0216-00 | GM International Model PPC1090 - Pocket | CITY PIPE
3J-43-0702-US | (blank) | CITY PIPE
3KVA MINI PWR CNTR | 3KVA MINI PWR CNTR 1PH 480V-120/240V | CITY PIPE
3KVA POWER CENTER | 3 Kva Mini Power Center 1PH 480V-120/240V P48G11S0312 | CITY PIPE
3L 8528 | 3L 8528 WAMF DISPLAY HARNESS *FP* | JET SPECIALT
3L-3104 DUAL PROVER COUNTERS | CP-2BD LINCO DUAL CHANNEL PROVER COUNTER | CITY PIPE
3L-518630-002 | PG-15 PACKING GLAND, VITON | CITY PIPE
3L-5507 TA THERMISTOR PROBE | 3L-5507 TA Thermistor Probe Red, Green & Brown wire | CITY PIPE
3L-554298-001 | PACKING GLAND CONVERSION KIT | CITY PIPE
3L-70854-092 | GEAR PLATE 2:1 F/ SMITH METER | INDUSTRIAL
3L-71315SN2ENJ1N03 | ??? | CITY PIPE
3L-71315SN2GNJ1 | ??? | UP&S, INC
3L-71315SN2GVJ1 | ??? | INDUSTRIAL
3L-71315SN2GVJ1N02 | ??? | INDUSTRIAL
3L-71335SN2ANJ1N02 | 3L-71335SN2ANJ1N02 VALVE, SOLENOID 24 VDC 1/4" NPT, 400 PSI, 3-WAY, NORM CLOSED | FRANKLIN VAL
3L-71335SN2ENJ1N02 | VALVE, SOLENOID 24 VDC | FRANKLIN VAL
3L-71335SN2ENJ4N0H | ???
3L-71335SN2EVJ1 | ??? | CITY PIPE
3L-788700-001 | LARGE NUMERAL COUNTER-GALLONS
3L-8528 | 3L-8528 WAMF DISPLAY AND HARNESS | MCCARTY EQUI
3L-8528 TA-500 DISPLAY | (blank)
3L-SD-30-DI | 3L-SD-30-DI METER, 3" 150# DUCTILE IRON | MCCARTY EQUI
3M 316 TEE 1/2 THD | 3M 316 TEE 1/2 THD | UP&S, INC
3M 88-SUPER-3/4X66FT ELECT TAPE | (blank) | UP&S, INC
3M CARTRIDGES 6001 | 3M cartridges 6001 | UP&S, INC
3M FILTERS P95 | 3M filters P95 | CITY PIPE
3M GUN TIPS | 3M Performance Pressure HVLP Atomizing Head Refill Kit | CITY PIPE
3M O/B+BOX | 3M O/B+Box | CITY PIPE
3M WL-5 7000031543 WIRE PULLING | Job #21109-10 3M WL-5 7000031543 WIRE PULLING Lubricant 5 Gal | CITY PIPE
3M26818 | 3M Performance Pressure HVLP Atomizing Head Refill Kit | CITY PIPE
3M26878 | 3M Performance Industrial Spray Gun System | CITY PIPE
3PH LOADCNTR | 3PH Loadcntr | CITY PIPE
3RB31234VB0 | 3RB31234VB0 | CITY PIPE
3RT20232AK60 | SIEA 3RT20232AK60 | UP&S, INC
3RT20271BB40 | 3RT20271BB40 | JET SPECIALT
3S ENGINEERING & DESIGN | 3S Engineering & Design will contact ONCOR, take part in technical meetings to define the best configuration to incorporate the new load in the existing facility and prepare the basic design for the upgrade. Once ONCOR accepts the basic design, we will send a proposal for the detailed design needed for the service update. We are considering 40 hours for the initial process | MCCARTY EQUI
3-VALVE MANIFOLD | ??? | CITY PIPE
3-WAY | FLOTITE 3IN3WAY VAL3K - PACKAGE TO INCLUDE 1.00 FLOTITE 3IN 3 WAY 150# MULTI PORT SERIES BALL VALVE, T-PORT, CS BODY, SST TRIM, TFM SEAT, BARE STEM 1.00 3" Bracket Size: 3" Valve Painted bracket with stainless coupler 1.00 VALVCON LADCWX3000UL3Z UP ON/OFF NEMA Mfg: Metso, Model: LADCWX3000UL3Z-UP, Series: LADC, NEMA Rating: FM Explosion Proof (NEMA 4/4X/7&9), WT, Torque: 3000 in/lb, 250 ft/lb, On/Off posit board w/battery BU, Volt: Universal pwr, Cont Duty Cycle Holding brake, 2 AUX LS, Handwheel | EGGELHOF, IN
3-WAY PATHWAY | 304-332-12A1 PATHWAY 3" 3 WAY TWO POSITION PNEU DIVERT VALVE WITH 150# RF FLANGES, SPRING UNDER, FAIL DIVERTS TO BOTTOM PORT, REMOVABLE SS TRIM SEATS, ACETAL TRIP PLUGS, BRASS/NITRILE PACKING & ORINGS, ACETAL PLUGS, 50 PSIG MAX SUPPLY PRESSURE | STEALTH PUMP
3X1 1/4 TOL | Bonney Forge taper bore design
3X1/2 SOCKOLET | (blank) | MIDSTREAM VA
3X10 XH BLK CS SMLS NIPPLE | (blank)
3X2 3000# THD HEX BUSHING | (blank) | MIDSTREAM VA
3X2 3000/6000 THD BUSHING | (blank) | ENDRESS + HA
3X2 3000/6000# HEX THD BUSHING | (blank) | VANZANDT CON
3X2 RED TEE | TEE (RED), BW, ASME 816.9 | VANZANDT CON
3X2 XH CONC REDUCER | (blank) | CITY PIPE
3X2 XH ECC REDUCER | (blank) | ULTIMATE WEL
3X2-10 PUMP UNIT | 3X2-10 MTX PUMP UNIT WITH A 60HP 3600 3PH TEFC MOTOR | CITY PIPE
3X3/4 SOCKOLET | (blank) | CITY PIPE
3X4 | 2X4 RGD NIP | FRANKLIN VAL
3X4 SWAGE | 3 x 4 XH Thd Swage
3X4 XH BLK CS SMLS NIPPLE | (blank) | SMP SUPPLY
3X4-7 | ??? | TOTAL VAVE
3X4-8G IMPELLER SEAL | Charged back to Midpoint Midstream | CITY PIPE
3X6 | 3" X 6" galv nipple | MCCARTY EQUI
3X6 RGD NIP | 3X6 RGD NIP | CITY PIPE
3XC | 3XCL RGD NIP | CITY PIPE
3XCLOSE NIPPLE | CONDUIT NIPPLE 3 INCH X CLOSE RIGID GALVANIZED | CITY PIPE
4 150 FF PAPER GASKET | (blank) | CITY PIPE
4 150 GASKET NO IR | (blank) | CITY PIPE
4 150 RFWN STD DOMESTIC FLANGE | (blank) | CITY PIPE
4 150 SPIRAL WOUND GASKET | (blank) | CITY PIPE
4 150 WNRF STD FLANGE | (blank)
4 150# FLOW SEAL BUTTERFLY | Flow Seal BUTTERFLY 4 150# CS LUG 316 TFE 17‐4PH SS DOUBLE HEAT TREATED SHAFT FLOWSEAL 04‐1DA‐12DTTG‐HNK NACE Quote 207954BW REV1
4 150# FP WKM FLOATING BALL VLV | 4 150# FP WKM FLOATING BALL VLV 370D6-24 -TTF-23-WG | CI ACTUATION
4'' 204 - BIR | 4'' 204 - BIR D = 3' - 10 1/2''
4'' 204 - BIR <> D = 4' - 0'' | 4'' 204 - BIR <> D = 4' - 0''
4 300# BALON | 4" Full Port R.F. Ansi 300 1,480# WP Steel Ball Valve 316 S.S. Ball & Stem, Nace 4FF33NRF w/handle
4 600 FLG INSULATION KIT | (blank) | MIDSTREAM VA
4 600# BLIND RF FLANGE | (blank) | CITY PIPE
4 600# FLANGE INSULATION KIT | (blank) | FMC TECHNOLO
4'' 6004 FLANGE | 4'' 6004 Flange D = 3' - 10 1/2''
4 CHANNEL ANALOG CARD | A-B 1734IE4C 24V DC 4 CH ANNEL ANALO | CITY PIPE
4 CHANNEL ANALOG INPUT | ??? | CITY PIPE
4 CHANNEL ANALOG INPUTS | 4 channel Analog Inputs, Current (4-20mA), 1uA resolution, 2000vac isolation (ch-RS485 & ch-power) | CITY PIPE
4 CHANNEL ANALOG OUTPUT | ??? | TORO COMPLET
4 COND | VNTC 18/4 OS K2 CUT WIRE | INDUSTRIAL
4 FIG207 BW 80 UNION | 4 Fig207 BW 80 Union | INDUSTRIAL
4 FLEX 150 GSKT | ??? | CITY PIPE
4 FT 60 W 40K D | Job # 21109-10 Charge back to moms meals | CITY PIPE
4 HESILED 24 LEVI | Parts Purchased for Ovintiv serivce Job | INDUSTRIAL
4 IN SLIPS | 4" 600 Slips P/N: R-18-403CNV | CITY PIPE
4 INCH 150# ABZ / LIMITORQUE | ABZ Valve Butterfly 402 Series 4.0 Inch 100 Trim Cl 150 Lug WCB Body 316 SS Disc 17-4 SS Stem RTFE Seat PTFE Packing with QX-1, 120vac, Modulating, OA, APT, 24vdc UPS, blank stem nut | CITY PIPE
4 INCH 150# BALL | WKM 320F 24TTF24 WHP VALVE, BALL, FLOATING, 4 IN (100 MM) X 4 IN (100 MM), FLANGED RAISED FACE, WKM 320F, ANSI 150 (20 PN), 290 PSI (20 BAR) MOP, 230 PSI (16 BAR) MOP AT MAX TEMP, TRIM 24-TTF-24, CARBON STEEL BODY, CARBON STEEL/ENP BALL, CARBON STEEL/ENP STEM, FILLED PTFE SEAT, PTFE PACKING, WRENCH WITH LOCK DEVICE LESS LOCK, API 607, B16.34, -20 F (-29 C) - +300 F (+149 C), LONG PATTERN, ADJUSTABLE STEM PACKING | CITY PIPE
4 INCH 150# CHECK | VELAN F12-0114C-02TY 4 SWING CK 4 150# WCB RF HFS BC | INDUSTRIAL
4 INCH 150# DBB | 4" ANSI 150# Franklin DuraSeal Valve, Fig.#D711. Viton slip seals & trim, A216 WCB Body with Chrome ID, Plug with ENP, ASTM A216 WCB or A350 LF2 Bonnet, Lower Plate, A536 DI Slips RFFE, gear operated and DTR Assembly | INDUSTRIAL
4 INCH 150# GATE | Warren 4 inch 150#RF WCB/ trim 8 NACE BB OS&Y gate HW 1155-8N | INDUSTRIAL
4 INCH 150# KOFLO | 4-40-1-3V-19 - 4" Schedule 40 (0.237" Wall) Carbon Steel Static Mixer - 3 Fixed Carbon Steel Mixing Elements and a Flow Straightening Vane - Class 150 Raised Face Weld Neck Flanged Ends Length: 25" Attached Drawing: KD-1334 Pressure Loss: 4.27 psi @ 8,500 BPD | CITY PIPE
4 INCH FLEX HOSE | 4” 1500psi HP Oil and Jetting Hose Assy Coupled with 4” 600# RFSO Fixed x 4” 600# Floating Domestic Flange Assys OAL 44” Untested Includes Test+64-HP $175 | CITY PIPE
4 KITS OF EPO-PHEN FF | 4 kits of Epo-Phen FF | TORO COMPLET
4' LED LIGHT | 4' LED ESL ESLTIVP4NS44WF50 TI VP4N, 44 WATT, 5435 LM, 5000 KELVIN,120277 VAC Marathon Job# 20507
4 PIN FEM PANEL MT JACK | ??? | SMP SUPPLY
4 POLE POLARIS CONNECTOR | 4 Pole Polaris Connector Block
4 STD LR90 WPB | (blank) | HATFIELD AND
4 STD WELD LR 90 | (blank) | MIDSTREAM VA
4 WEEK EXPEDITE FEE | Expedite 4 week guaranteed | CI ACTUATION
4 WIRE | ??? | CITY PIPE
4 WIRERTD 1/2" CONNECTION | 4 WIRERTD 1/2" CONNECTION | MIDSTREAM VA
4 X 1 1/2 3000# TOL | (blank) | WHITCO SUPPL
4 X 1 1/2 XH CONC SWAGE BXP | Non-cancel/return item
4 X 1 3000# TOL | (blank) | CI ACTUATION
4 X 1 XH ECC REDUCER | (blank)
4 X 1.5 XH ECC RED | (blank)
4 X 1/2 UBOLT | (blank) | CITY PIPE
4 X 1/2 UBOLT W/ROD | (blank) | MIDSTREAM VA
4 X 1/4 SQUARE TUBING *RED* | (blank) | CITY PIPE
4 X 12 XH BLK CS SMLS NIPPLE | (blank) | CITY PIPE
4 X 15FT COMPOSITE HOSE | MULTI OIL BLUE 4IN-15FT 4MP X 4MP 4in-15ft PP/GG 4in MP B-E BOTTOM LOADING | CITY PIPE
4 X 2 RECTANGLE TUBE | 4 X 2 RECTANGLE TUBING .120 20'
4 X 2 RECTANGLE TUBING | 4 X 2 RECTANGLE TUBING .120 24'
4 X 2 RECTANGLE TUBING 1/4 RED | (4) 40' joints, 160" total | CI ACTUATION
4 X 2 S80 CONC SWAGE PBE | (blank) | CITY PIPE
4 X 2 STD ECC | (blank) | CITY PIPE
4 X 2 STD WELD REDUCING TEE | (blank) | INDUSTRIAL
4 X 2 XH CONC REDUCER | (blank) | CITY PIPE
4 X 2 XH ECC | (blank) | CITY PIPE
4 X 2 XH RED TEE | (blank) | VINSON PROCE
4 X 2 XH TEE | (blank) | E-Z PIPE
4 X 2 XH WELD TEE A234 | (blank) | CITY PIPE
4 X 3 3000/6000# THD BUSHING | (blank) | CITY PIPE
4 X 3 40S WLD CONC 316/L | 4 X 3 40S WLD CONC 316/L | EGGELHOF, IN
4 X 3 STD CONC A234 | 4 x 3 STD Conc A234 | KNIGHTEN MAC
4 X 3 STD CONC REDUCER | (blank) | CITY PIPE
4 X 3 STD ECC REDUCER | (blank)
4 X 3 STD WELD CONC REDUCER | (blank) | CITY PIPE
4 X 3 X 1/4 ANGLE *RED* | Total of 200' in 20' joints split between (5) jobs | CITY PIPE
4 X 3 XH ECC REDUCER | (blank) | CITY PIPE
4 X 3/16 SQUARE TUBING | (5) 20' joints, 100' total | MICRO MOTION
4 X 3/16 SQUARE TUBING *GREEN* | (5) 20' joints, 100' total
4 X 3/4 3000# TOL | (blank) | CITY PIPE
4 X 4 SQUARE TUBE 11GA | 4 x 4 Square Tube 11ga 20'L White Water Job# 20517 | INDUSTRIAL
4 X 4 X 1/4 GALVANIZED ANGLE | 4 X 4 X 1/4 GALVANIZED ANGLE A36 | CITY PIPE
4 X 4 XH BLK CS NIPPLE | (blank)
4 X 4 XH BLK NIPPLE | (blank)
4 X 5.4# CHANNEL *RED* | (20) 20' joints, 400' total
4 X 5.4# HOT ROLLED CHANNEL | (20) 20' joints, 400' total | INDUSTRIAL
4 X 5.4# HOT ROLLED CHANNEL RED | 4 X 5.4# HOT ROLLED CHANNEL Red 20' | CITY PIPE
4 X 6 NIPPLE XH | 4 x 6 Nipple XH | SUMMIT
4 X 6 SCH80 C/S SMLS NIPPLE | (blank)
4 X 6 XH NIPPLE | (blank) | DEALERS
4' X 8' 10 GAUGE SHEET *BLUE* | (5) 48" X 96" sheets | MCCARTY EQUI
4 X 8 SCH80 C/S SMLS NIPPLE | (blank) | LEGACY FLOW
4' X 8' SHEET 10 GAUGE *BLUE* | (5) sheets of 4' X 8' | FRANKLIN VAL
4 X 8 SHEETS 10 GAUGE | 5 Pieces 4 x 8 sheets 10 gauge | THE SHERWIN
4 X 8 XH NIPPLE | (blank) | THE SHERWIN
4 YARDS OF CALICHE | 4 Yards Caliche & Contaminated Soil per Invoice# 11920 | SAUNDERS COM
4" NEWAY BALL VALVE | 4" 150# RF BALL VALVE WCB BODY F316 TRIM RPTFE/VITON SEAT/SEAL LEVER OP API‐608 NEWAY 4FP‐B1R‐WCB‐12662‐NC
4" SS ELEMENTS | ??? | WHITCO SUPPL
4" 13# BEAM | (5) 20' joints, 100' total
4" 13# HOT ROLLED BEAM | 40' | MCCARTY EQUI
4" 13# HOT ROLLED WF BEAM | 100' total in 20' joints | MCCARTY EQUI
4" 140# RFWN STD FLANGE | (blank)
4" 150 BLEED RING | Superior Products 4" 150 CS BLEED RING 1/2 TAP | NORTH BASIN
4" 150 BRAY BUTTERFLY VALVE | S41 4" CS,316,17‐4,RTFE/SILI" Bray HPBFV ANSI Class 150. Lug Style. Body: ASTM A216 Gr WCB Carbon Steel Disc: ASTM A351 Gr CF8M Stainless Steel Stem: 17‐4PH Stainless Steel Seat: RTFE with Silicone Rubber Energizer Lever Op BRAY 410400‐11001466
4" 150 DANIEL 707 BPV | 4" 150# Daniel 707 spring loaded back pressure valve, carbon steel body, SS piston, tubing and fittings, viton o-rings, 30-80 psi spring range to include MTRs and Test Certificate Set@ 55 psi | UP&S, INC
4" 150 NEWAY BALL VALVE | 4" 150# RF FLOATING BALL VALVE A105N BODY 316 TRIM RPTFE/VITON GEAR OP API‐608 NEWAY 4FP‐BB1R‐A105N‐12662‐NC‐G | VANZANDT CON
4" 150 RF GLOBE VALVE | 4" 150 RF Globe Valve WCB Trim 8 HWO DSI 133XU | MCCARTY EQUI
4" 150 RF GLOBE VALVE DSI | 4" 150 RF Globe Valve WCB Trim 8 HWO DSI 133XU | MIDSTREAM VA
4" 150 SEAL KIT P/N: SK6V | 4" 150 Seal Kit P/N: SK6V | MIDSTREAM VA
4" 150 SLIPS | 4" 150 Slips P/N: R-18-103CNV (Price per slip) | J2 RESOURCES
4" 150 WNRF STD FLANGE | (blank) | EGGELHOF, IN
4" 150# 316SS GASKETS | 4" 150# 316SS GASKETS SW | ELLIOTT ELEC
4" 150# 3-WAY BALL VALVE | ??? | TOMMY WHITE
4" 150# BALL VALVE | ???
4" 150# BALON BALL VALVE | 4FF13NRF 4" Full Port R.F. Ansi 150 285# WP Steel Ball Valve 316 S.S. Ball & Stem, Nace
4" 150# BLEED RING | 4" 150# Bleed Ring | MCCARTY EQUI
4" 150# BLEED RING W/ 1/2" TAP | ???
4" 150# BLEED RINGS | 4" 150# CS Bleed rings With 3/4" Tap
4" 150# BLIND | (blank) | TEINERT META
4" 150# BLIND FLANGE | 4" 150# Blind Flange A105 Domestic MTRS Required | TEINERT META
4" 150# BLIND RF FLANGE | (blank) | TEINERT META
4" 150# BLINDS | (blank) | TEINERT META
4" 150# BRAY BUTTERFLY VALVE | S41 4" CS,316,17‐4,RTFE/SILI"Series 41, trim 466.Bray HPBFV ANSI Class 150. Lug Style.Max Working Pressure 285psiBody: ASTM A216 Gr WCB Carbon SteelDisc: ASTM A351 Gr CF8M Stainless SteelStem: 17s4PH Stainless SteelSeat: RTFE with Silicone Rubber EnergizerLever Op ACTUATOR VALVCON ADCWX600UBZ‐UP; FM Explosion Proof & Weathertight NEMA 4/4X/7&9,Torque:600in/lb, Universal posit board w/Lithium lon Battery BackUp, Universal Power(12/24DC,24/115/230AC), Handwheel Override,Cont Duty Cycle Holding brake, 2 AUX LS Heater &Thermost
4" 150# BRAY HPBFV | SS41 4" CS,316,17-4,RTFE/SILI"Bray HPBFV ANSI Class 150. Lug Style.Body: ASTM A216 Gr WCB Carbon SteelDisc: ASTM A351 Gr CF8M Stainless SteelStem: 17-4PH Stainless SteelSeat: RTFE with Silicone Rubber Energerizer, Lever Op 410400-11001466 | ELLIOTT ELEC
4" 150# CGI GASKETS | (blank)
4" 150# CHAMPION | 4" ASME Class 150/300# RF Wafer Nozzle Check Valve, 316 SS Body, 316 SS Disc, 302 SS Spring with 25% Glass Filled Teflon Seat Steel and PTFE Composite Bushing CHAMPION# 4NZW15/30-SSTS-R EVX 22194-02 | MIDSTREAM VA
4" 150# CORIOLIS METER | ???
4" 150# DANIEL 707 | 4" 150# Daniel 707 spring loaded back pressure valve, carbon steel body, SS piston, tubing and fittings, viton o-rings, 30-80 psi spring range to include MTRs and Test Certificate Set@ 65 psi | MIDSTREAM VA
4" 150# DIVERT | 4CL150MPF15CS/LADCWX3000 4 IN. CL150 FLO-TITE CSXSS 3-WAY FULL PORT T-PORT BALL VALVE, TFM SEATS & SEALS MOUNTED TO A VALVCON LADCWX SERIES 3000 IN.LB ELECTRIC ACTUATOR W/ 4-20 MA OR 0-10VDC POSITION FEEDBACK, BATTERY BACK UP, 2 AUXILLARY LIMIT SWITCHES, UNIVERSAL POWER, HOLDING BRAKE, HEATER/THERMOSTAT, HANDWHEEL OVERRIDE, VISUAL INDICATOR, MOUNTING BRACKET & COUPLER FULLY ASSEMBLED & TESTED Marathon 20069-01 | MIDSTREAM VA
4" 150# DIVERT ONLY | 304-437-12E1 Pathway 4" 150# flanged divert valve only
4" 150# DIVERT VALVE | ???
4" 150# DREXELBROOK | ??? | DAVIS & DAVI
4" 150# FF GASKET | (blank) | HATFIELD AND
4" 150# FF NASB 1/16TH GASKET | (blank) | MCCARTY EQUI
4" 150# FF PAPER GASKET | (blank) | MCCARTY EQUI
4" 150# FF PAPER GASKETS | (blank) | L6 INC
4" 150# FFWN STD FLANGE | (blank) | L6 INC
4" 150# FLANGE | 4" 150# STD RF WN FLANGE | CITY PIPE
4" 150# FRANKLIN DB&B | ??? | MIDWEST HOSE
4" 150# FRANKLIN VALVE REPAIR | Valve Repair/Evaluate | CITY PIPE
4" 150# GASKET | (blank) | CITY PIPE
4" 150# GASKET CGI | 4" 150# gasket CGI | CITY PIPE
4" 150# GASKET NO INTERRING | (blank) | INDUSTRIAL
4" 150# GASKET W/316 IR | (blank)
4" 150# GASKET, NO IR | (blank) | VINSON PROCE
4" 150# GASKETS | CGI | VINSON PROCE
4" 150# GASKETS NO INTERRING | (blank) | ULTIMATE WEL
4" 150# GLOBE VALVE | 4" 150 RF Globe Valve WCB Trim 8 HWO DSI 133XU | ULTIMATE WEL
4" 150# GV W/ LIMITORQUE | 4" 150# CLASS WILLIAMS MODEL 15F2N TRIM 8 NACE, FLANGED, WEDGE GATE VALVE, HANDWHEEL OPERATED LIMITORQUE MXA-10-A1-77 ELECTRIC ACTUATOR, XP-CL 1, DIV 2, GRPS C & D, 460/3/60 VAC | ULTIMATE WEL
4" 150# GWC BV | 4” 150# 3-PIECE TRUNNION BALL VALVE GWC F150-1-BF-E1-L-D 4 (2 PIECE) 4” CL150 RF, A105 X 316SS, FULL PORT, FIRE SAFE, NACE, API6D | VANZANDT CON
4" 150# ISV BALL VALVE | ???
4" 150# JFLOW DIVERT | ??? | MIDSTREAM VA
4" 150# LAMONS 316 IR GASKET | (blank) | CITY PIPE
4" 150# METER | ??? | CITY PIPE
4" 150# MICRO MOTION METER | ??? | INDUSTRIAL
4" 150# MM METER | ???
4" 150# MOV | 4" 150# Flo-Tite inlet isolation ball valve with Triac XE-2640A 24VDC Actuator 2640 IN. LB Electric Actuator, 2 Position Control (On/Off) Only, ATEX Approved for Eexd IIB T4, Conforms to NEMA Type 4, 4X, 7 & 9, 24VDC, Visual Indicator, Handwheel Override, Heater & Thermostat, 2 Aux Switch, 4 Independent Cams, 2 Torque Switches Junction Resources 20352-01,02,03 & 04 | CITY PIPE
4" 150# NEWAY BALL VALVE | 4, CLASS 150, RAISED FACE END, SIDE ENTRY, FORGED, TRUNNION MOUNTED BALL VALVE, ASTM A105N,F316/GLASS‐FILLED PTFE, MANUAL OP NEWAY 4FP‐BS1R‐A105N‐16666‐NC | MIDSTREAM VA
4" 150# PADDLE PLATES | ??? | CITY PIPE
4" 150# PBV BALL VALVE | Valve Ball PBV 6400 Series 4 Inch Floater CL 150 FP RF LO WCB Body SS Trim G/ P TFE Seats API 622 Graphite Seals API 608 NACE Firesafe I 14DGN P‐6410‐41‐2236‐GL‐NL‐I 14DGN
4" 150# PROMASS Q 300 | P8EH000773 8Q3B80-CSIMADDGADSAAASKA2+AAEBEJ Promass Q 300, 8Q3B80, DN80 4" 8Q3B80-7232/0 | CITY PIPE
4" 150# RF BLIND FLANGE | (blank) | CITY PIPE
4" 150# RF DIE CUT GASKETS | 4" 150# RF Die Cut Gaskets | MCCARTY EQUI
4" 150# RF FLOATING BALL VALVE | 4" 150# RF FLOATING BALL VALVE A105N BODY 316 TRIM RPTFE/VITON GEAR OP API‐608 NEWAY 4FP‐BB1R‐A105N‐12662‐NC‐G Quote 207954BW REV1 | TEINERT META
4" 150# RF GASKET | (blank) | CITY PIPE
4" 150# RF PAPER GASKETS | (blank) | CITY PIPE
4" 150# RF S.O FLANGE | (blank)
4" 150# RF SLIP ON FLANGE | (blank) | CITY PIPE
4" 150# RF SWING CHECK VALVE LUG STYLE | LUG WAFER CHECK VALVE HY-GRADE #F01-04G-16AFX-3PER API 594 WITH THRU HOLES, INTEGRAL DISC & SHAFT W/ NO SEPARATE HINGE PINS, RETAINERLESS & FIRESAFE, BODY MATERIAL: CS A105/A106C/A516 GR 70, SEAT INSERT : CS A105/A106C/A516 GR 70, DISC MATERIAL : 316 SS CF8M, SPRING MATERIAL: INCONEL X750, SEAT SEAL : FKM FR58/90, SPECIAL : 1/2" NPT TAPPED GUAGE PORT | VANZANDT CON
4" 150# RF WAFER CHECK | 4" 150# RF WAFER CHECK DUAL PLATE CS BODY 316 TRIM INC-X VELAN PROQUIP PW002D103DB
4" 150# RF WN SB FLANGE | 4" 150# RF WN SB FLANGE | CITY PIPE
4" 150# RF WN STD FLANGE | (blank) | CITY PIPE
4" 150# RFF FLOATING BALL VALVE | FLOATING BALL VALVE WKM 320F-24-TTF-23FULL PORT, 290 PSI (20 BAR) MOP, 230 PSI (16 BAR) MOP AT MAX TEMP, TRIM 24-TTF-23, CARBON STEEL BODY, CARBON CF8M/316 SS BALL, 316 SS STEM, FILLED PTFE SEAT, PTFE PACKING, WRENCH WITH LOCK DEVICE LESS LOCK, API 607, B16.34, -20 F (-29 C) - +300 F (+149 C), LONG PATTERN, ADJUSTABLE STEM PACKING � NACE | CITY PIPE
4" 150# RFSO A105 | 4" 150# RFSO A105 | ARM-TEX, COR
4" 150# RFWN STD FLANGE | (blank) | MCCARTY EQUI
4" 150# RFWN XH FLANGE | (blank) | CI ACTUATION
4" 150# SLIP ON FLANGES | 4" 150# slip on Flanges A105 | CITY PIPE
4" 150# SO FLANGE | (blank) | CITY PIPE
4" 150# SS WN | 4 150 RF WN FLG 40S 316/L (MACHINE TO FF)
4" 150# STD FFWN FLANGE | (blank)
4" 150# STD RF SLIP-ON FLANGE | (blank) | SUMMIT
4" 150# STD RF WN FLANGE | (blank)
4" 150# STD. FLANGE WN | (blank) | ULTIMATE WEL
4" 150# STRAINER MATERIAL | ???
4" 150# STRAINERS | 4” Series S, Vertical Basket Strainer – ANSI 150# Angled seat basket, Inlet: 4” ANSI 150# RFSO Outlet: 4” ANSI 150# RFSO Drain: 1” 3000# NPT TOL Vent: 1/2” 3000# NPT TOL outlet piping high capacity stainless steel 304 construction Perforations: 1/4” from 14 gauge
4" 150# TITAN DUPLEX STRAINER | TITAN DS696-CS-4“ 150# RF FLANGED END DUPLEX STRAINER, CARBON STEEL BODY, (2) STANDARD 1/16” PERF, 304SS BASKETS INSTALLED
4" 150# TITAN STRAINER | TITAN BS87F-CS 4” 150# RF FE BASKET TYPE STRAINER CARBON STEEL, WITH 1/16” PERF. SS BASKET W/ 60 MESH LINING. | MIDSTREAM VA
4" 150# TRUNNION BALL VALVE | 4"150# A105N/ENP TR DEVLON W/90‐DR HNBR/GRAPH 3PC TRN BALL NACE RF FP LEVER OP WARREN 6155‐T35DHRL | MIDSTREAM VA
4" 150# VELAN PLATE CHECK | 4" 150# RF WAFER CHECK DUAL PLATE CS BODY 316 TRIM INC-X VELAN PROQUIP PW002D103DB | MIDSTREAM VA
4" 150# WAFER CV | 4" 150# Wafer CV | SUMMIT
4" 150# WARREN BALL VALVE | 4" 150# WARREN BALL VALVE A105N/316 TR DEVLON FKM GLT/GRAPH 3PC TRN DOUBLE BLOCK AND BLEED DESIGN NACE RF FP LEVER OPERATED 6155-T36DLRL | E-Z PIPE
4" 150# WARREN BALL VALVES | 4" 150# WARREN 3 PIECE TRUNNION BALL VALVE, RAISED FACE FLANGED ENDS, FULL PORT, A105 BODY, SS TRIM, DEVLON SEAT RING INSERT. HNBR 90 DURO O-RING, TRIPLE BARRIER, LEVER OPERATED. FIGURE# 6155FS-TRN, TRIM# 4 6155 T36DHRL-TB, API-60, NACE MRO175 AND /ISO 15156 LATEST EDITION AND FIRE SAFE. FACTORY NEW MODIFICATIONS: NONE Job #20104 | T M INDUSTRI
4" 150# WARREN BV | 4" 150#Ball Valve Warren
4" 150# WARREN CHECK VALVE | 4" 150# WARREN SWING CHECK VALVE, API-6D, NACE, RAISED FACE FLANGED ENDS, FULL PORT, A216-WCB BODY, TRIM SS, STEM/HINGE PIN: A276-331, WEDGE/DISC/BALL: A351-CF8M, INTEGRAL VITON SEAT RING, VITON O-RING, FIGURE# 3155, TRIM CODE: 6IVVR6D, FACTORY NEW MODIFICATIONS: NONE Job #20104 | MCCARTY EQUI
4" 150# WARREN CV | 4" 150# WCB/316 TR BC SWING CHECK NACE RF API 6D FKM SEAT‐ SEALS WARREN 3155‐6IVVR6D‐D | MCCARTY EQUI
4" 150# WEDGE GATE VALVE | ??? | MCCARTY EQUI
4" 150# WELLMARK BPV | VAL 5555-4-10-DFG-B-V-20-150#-SS TUBING 4" ANSI 150 Norriseal Wellmark Series 5555 back pressure valve, double seated (balanced), #10 topworks, Viton seals, 20-150 lbs spring range, stainless tubing | MIDSTREAM VA
4" 150# WHEATLEY CHECK | VALVE, CHECK, SWING 4 IN (100 MM), FLANGED RAISED FACE, WHEATLEY, 510, ANSI 150 (20 PN), 290 PSI (20 BAR) MOP, BODY ASTM A216 WCC, A351 CF8M CLAPPER, A216 WCC SEAT, BUNA PC SEALS,BUNA PC BONNET SEAL,API 6D, NACE MRO1752002, 290 PSI (20 BAR) @ -20 F(-28.8 C), 245 PSI (16.8 BAR) @ +250 F(+121.1 C), INTEGRAL SEAT | CITY PIPE
4" 150# WHEATLEY CHECK VALVE | VALVE, CHECK, SWING 4 IN (100 MM), FLANGED RAISED FACE, WHEATLEY, 510, ANSI 150 (20 PN), 290 PSI (20 BAR) MOP, BODY ASTM A216 WCC, A351 CF8M CLAPPER, A216 WCC SEAT, BUNA PC SEALS,BUNA PC BONNET SEAL,API 6D, NACE MRO1752002, 290 PSI (20 BAR) @ -20 F(-28.8 C), 245 PSI (16.8 BAR) @ +250 F(+121.1 C), INTEGRAL SEAT | E-Z PIPE
4" 150# WILLIAMS GATE VALVE | ??? | CITY PIPE
4" 150# WNRF STD FLANGE | (blank)
4" 150# WTV CHECK VALVE | C04F01A 4“ 150# RF FLANGED SWING CHECK VALVE, CARBON STEEL BODY, A105+13CR TRIM NACE, API 6D | FMC TECHNOLO
4" 150# XH RF WN FLANGE | (blank) | SUMMIT
4" 150#RFWN STD FLANGE | (blank) | SUMMIT
4" 2000# FIG 206 HAMMER UNION | (blank) | ELLIOTT ELEC
4" 2000# THD 45 ELBOW | (blank) | ELLIOTT ELEC
4" 300 BALON VALVES | 4" 300# Balon Full Port R.F. 740# WP Steel Ball Valve 316 S.S. Ball & Stem, Nace MFG PN: 4FF33NRF | ULTIMATE WEL
4" 300 MM METER | ??? | CITY PIPE
4" 300# 4-WAY | C-00280L-300#-W/A New LCI 4-Way Valve, 4" 300# To include Hydraulic Rack & Pinion Actuator w/ 12V Hydraulic Pump (LCI Std. face to face dimensions are 17 inches. | CITY PIPE
4" 300# 4-WAY VALVE | C-00280L-300#-W/A New LCI 4-Way Valve, 4" 300# To include Hydraulic Rack & Pinion Actuator w/ 12V Hydraulic Pump (LCI Std. Face to Face dimensions are 17 inches. Please supply dimensions if your requirements are different) | CITY PIPE
4" 300# BALL VALVE | ??? | CITY PIPE
4" 300# BALON BALL VALVE | 4" Full Port R.F. Ansi 300 740# WP Steel Ball Valve, 4FF33RF | CITY PIPE
4" 300# BALON BV | 4" Full Port R.F. Ansi 300 740# WP Steel 1.0 Ball Valve 316 S.S. Ball & Stem, Nace 4FF33NRF | CITY PIPE
4" 300# BLINDS | (blank) | ULTIMATE WEL
4" 300# CS BALON BALL VALVE | (blank) | FRANKLIN VAL
4" 300# FF GASKETS | (blank) | CITY PIPE
4" 300# FISHER + ROTORK | ??? | ELLIOTT ELEC
4" 300# FISHER BPV | REMANUFACTURED 4" 300 RF FISHER V300 FLANGED VEEBALL, CS BODY, TCM BALL SEAL, PTFE PACKING, DD SHAFT, SUB ASSEMBLY ONLY ACTUATOR VALVCON #LADCWX‐3000‐UL2‐UP ELECTRIC ACTUATOR, 3000IN/LBS, EXPLOSION PROOF, BATTERY BACKUP, 90 DEG, WRENCH OPERATED OVERRIDE SHAFT, UNIVERSAL POWER. BRACKET & COUPLER WITH MOUNT/SET TO VALVE | FRANKLIN VAL
4" 300# FLOW-TITE | RV-F1-03-CS-50/LADCWX3000 4" SENTINEL SERIES BALL VALVE, FLANGED END, 300# RASIED FACE, CLASS 300, WCB/ CARBON STEEL BODY, CF8M BALL W/ NO TREATMENT, DUPLEX FORGED STEM, 50/50 SEAT, RPTFE PACKING, NO OPERATOR W/ 316SS + NITRIDING BEARING MOUNTED TO A VALVCON LADCWX SERIES 3000 IN.LB ELECTRIC FAIL SAFE ACTUATOR W/ 4-20 MA OR 0-10VDC POSITION FEEDBACK, LITHIUM ION BATTERY BACK UP, 2 AUXILIARY LIMIT SWITCHES, NEMA 4/4X/7 & 9, UNIVERSAL POWER, HOLDING BRAKE, HEATER/THERMOSTAT, HANDWHEEL OVERRIDE, VISUAL INDICATOR, MOUNTING BRACKET & COUPLER FULLY ASSEMBLED & TESTED Endeavor 22116-02 | MIDSTREAM VA
4" 300# FRANKLIN | 4" ANSI 300# Franklin DuraSeal Valve, Fig.#D721. Viton slip seals & trim, A216 WCB Body with Chrome ID, A350 LF2 Plug with ENP, A350 LF2 Bonnet and Lower Plate, A536 DI Slips, Raised Face Flanged End, 200 Handwheel Operator & DTR Assembly. | ULTIMATE WEL
4" 300# GASKET | (blank) | TEINERT META
4" 300# GASKETS | 4” 300# gaskets no inter ring | TEINERT META
4" 300# GASKETS CGI | (blank) | TEINERT META
4" 300# GWC BV | 4” 300# 3-PIECE TRUNNION BALL VALVE GWC F300-1-BF-E1-L-D 4 (2 PIECE) 4” CL300 RF, A105 X 316SS, FULL PORT, FIRE SAFE, NACE, API6D | TEINERT META
4" 300# ISV BALL VALVE | ??? | TEINERT META
4" 300# RF SLIP-ON FLANGE | MACHINE TO FLAT FACE | TEINERT META
4" 300# RFF FLOATING BALL VALVE | FLOATING BALL VALVE WKM 320F-24-TTF-23FULL PORT, 750 PSI (52 BAR) MOP, 583 PSI (40 BAR) MOP AT MAX TEMP, TRIM 24-TTF-23, WCC CS BODY, CF8M/316 SS BALL, 316 SS STEM, FILLED PTFE SEAT, PTFE PACKING,WRENCH HEAD WITH LOCK DEVICE LESS LOCK, API 607, B16.34, -20 F (-29 C) - +300 F (+149 C), LONG PATTERN, ADJUSTABLE STEM PACKING �NACE | TEINERT META
4" 300# RFWN XH FLANGE | (blank) | TEINERT META
4" 300# SPECTACLE BLIND | (blank) | TEINERT META
4" 300# STRAINER | ??? | TEINERT META
4" 300# THD FLANGE | 4" 300# Thd Flange | TEINERT META
4" 300# TOM WHEATLEY CHECK VALVE | VALVE, CHECK, SWING 4 IN (100 MM), FLANGED RAISED FACE, SERIES 510, TOM WHEATLEY, 55, ANSI 300 (50 PN), 750 PSI (51.7 BAR) MOP, BODY ASTM A216 WCC, A351 CF8M CLAPPER, A216 WCC SEAT, FKM SEALS, FKM BONNET SEAL, API 6D, NACE MRO175, CLASS III BOLTING, 750 PSI (51.7 BAR) @ ‐20 F(‐28.8 C), 705 PSI (48.6 BAR) @ +400 F(+204.4 C), INTEGRAL SEAT API 6FD, ASME B16.34 | TEINERT META
4" 300# WARREN BV | ??? | TEINERT META
4" 300# WHEATLEY | 4” 300# SWING CHECK VALVE WHEATLEY 9D-510-045072-121 4” CL300, WCC, RF X 316SS, BUNA, NACE | CITY PIPE
4" 300# WN RF FLANGE | (blank) | CITY PIPE
4" 300# WN RF STD FLANGE | (blank) | CITY PIPE
4" 300/600# GASKET | (blank) | CITY PIPE
4" 3000# C/S THD COUPLING | (blank) | INDUSTRIAL
4" 3000# THD 45 ELBOW | (blank) | CITY PIPE
4" 3000# THD 90 ELBOW | (blank) | CTAP
4" 3000# THD COUPLING | (blank) | INDUSTRIAL
4" 3000# THD ELBOW | (blank) | INDUSTRIAL
4" 3000/6000# HEX HEAD THD PLUG | (blank) | TORO COMPLET
4" 3000/6000# THD HEX PLUG | (blank) | INDUSTRIAL
4" 3M THD 1/2 COUPLING | 4" 3M thd 1/2 Coupling | INDUSTRIAL
4" 600 BLEED RING | Superior Products 4" 600 CS BLEED RING 3/4 TAP | CITY PIPE
4" 600 RF THD FLANGE | (blank) | INDUSTRIAL
4" 600 RFWN XH A694 F52 | 4" 600 RFWN XH A694 F52 MTRs Required | TORO COMPLET
4" 600 SEAL KIT | 4" 600 Seal Kit | INDUSTRIAL
4" 600 SLIPS | 4" 600 Slips | INDUSTRIAL
4" 600" SWING CHK | ??? | E-Z PIPE
4" 600# BALL VALVE | DANDBBV4 4" BR-FP 600# BALL VALVE, THRD SS X TFE | E-Z PIPE
4" 600# BALON BALL VALVE | 4FF63NRF 4" Full Port R.F. Ansi 600 1,480# WP Steel Ball Valve 316 S.S. Ball & Stem, Nace | EDGEN MURRAY
4" 600# BALON BV | ??? | TORO COMPLET
4" 600# BALON VALVE | 4FF63NRF 4" Full Port R.F. Ansi 600 1,480# WP Steel Ball Valve 316 S.S. Ball & Stem, Nace | CITY PIPE
4" 600# BLEED RING | Superior Products 4" 600 CS BLEED RING 3/4 TAP | INDUSTRIAL
4" 600# BLEED RING 3/4" TAP | 4" 600# Bleed Ring w/ 3/4" Tap | ULTIMATE WEL
4" 600# BLEED RINGS | 4" 600# CS Bleed Rings W/3/4" Tap MTRS Required XTO Energy 19767-01 thru 19767-06 | ULTIMATE WEL
4" 600# BLIND | 4" 600# Blind | INDUSTRIAL
4" 600# BLIND FLANGE | (blank) | EDGEN MURRAY
4" 600# BLIND RF FLANGE | (blank)
4" 600# BLIND RTJ FLANGE | (blank) | ARM-TEX, COR
4" 600# BLIND W/1/2" TAP | 2" 600# Blind W/1/2" Tap | CITY PIPE
4" 600# BLINDS | FLANGE. 4 600# BLIND RF A105 DOMESTIC | CITY PIPE
4" 600# BR | 4” 600# RF test insert bleed ring w/ ½” NPT tap. Medallion 23500-01 | CITY PIPE
4" 600# C/S WNRF STD FLANGE | (blank) | CITY PIPE
4" 600# CGI GASKETS | (blank) | EGGELHOF, IN
4" 600# CHECK VALVE | 4" 600# Balon Check Valves | EGGELHOF, IN
4" 600# DAMPENER | DAMP-PUL-DI 4" 600# RF 600 CUBIC INCH WITH INTERNAL CORVEL COATING | CITY PIPE
4" 600# DB&B VALVES | ??? | CITY PIPE
4" 600# DSI CHECK VALVE | 4" 600# RF SWING CHECK VALVE ASTM A216 WCB TRIM 8 API‐594 DSI 165XU | CITY PIPE
4" 600# DSI VALVE | ??? | CITY PIPE
4" 600# DYNAFLO/REXA | 590, 4'' 600RF WAFER - LCC CS BODY - ACETAL BALL SEAL - SINGLE SEAL CONFIGURATION - NACE - KEYED SHAFT - DYNAFLO ACTUATOR REXA X3R5000-90-C-P-C2 ELECTRO HYDRAULIC ACTUATOR, 120VAC 1PHASE, 4-20mA CONTROL/FEEDBACK, FAIL LAST | CITY PIPE
4" 600# F 300 PROMASS | Promass F 300, 8F3B1H, DN100 4" 8F3B1H-1TKF3/0 (8F3B1H-CSIMADDFADSAACSAA2) | CITY PIPE
4" 600# FISHER BPC | REM4CL600ET/CML1500 REMAN 4" 600# RF FISHER ET CONTROL VALVE, CARBON STEEL BODY, 4 3/8" FULL PORT, 416SST PLUG AND SEAT RING, 17-4PH =% CAGE, 2- PIECE SEAL RING, CLASS IV SHUTOFF, COMP PACKING, 2" TRAVEL, 1/2" STEM, 2-13/16" YOKE BOSS MOUNTED TO A ROTORK CML1500 120 VAC EXPLOSION PROOF LINEAR ACTUATOR COMPLETE WITH MOUNTING BRACKET AND COUPLER FULLY ASSMBLED AND TESTED MARATHON 19977 | CITY PIPE
4" 600# FISHER CV | REM4CL600ET/B&C REMAN 4" 600# RF FISHER ET CONTROL VALVE, CARBON STEEL BODY, 4 3/8" FULL PORT, 416SST PLUG AND SEAT RING, 17-4PH = % CAGE, 2 PIECE SEAL RING, CLASS IV SHUTOFF, COMP PACKING, 2" TRAVEL, 1/2" STEM, 2-13/16" YOKE BOSS COMPLETE WITH B&C TO MOUNT TO CUSTOMER OWNED ROTORK CML1500 Marathon Job# 20069-01 | CITY PIPE
4" 600# FLANGE INSULATION KIT | (blank) | CITY PIPE
4" 600# FLANGE SUPPORTS | (blank) | CITY PIPE
4" 600# FLANGE WN STD | 4" 600# Flange WN STD | CITY PIPE
4" 600# FLG INSULATION KIT | (blank)
4" 600# FRANKLIN | 4" ANSI 600# Franklin DuraSeal Valve, Fig.#D741. Viton slip seals & trim, A216 WCB Body with Chrome ID, A487 Gr. 4D Plug with ENP, A350 LF2 Bonnet and Lower Plate, A536 DI Slips, Raised Face Flanged End, 300 Handwheel Operator with DTR assembly. Elastomers meet Explosive decompression as per API 6D for gas service. | VANZANDT CON
4" 600# FRANKLIN DB&B | ??? | MIDSTREAM VA
4" 600# FRANKLIN DB&B PLUG VALVE | 4" ANSI 600# Franklin DuraSeal Valve, Fig.#D741. Viton slip seals & trim, A216 WCB Body with Chrome ID, A487 Gr. 4D Plug with ENP, A350 LF2 Bonnet and Lower Plate, A536 DI Slips, Raised Face Flanged End, 301 Gear Operator with DTR assembly. Elastomers meet Explosive decompression as per API 6D for gas service. "C" ORIENTATION (FOR TAGS #DBB-023 QTY 2 AND TAG #DBB-025 QTY 2)
4" 600# FUSION BALL VALVE | 4" CL600 RF FP Floating Ball Valve, WCB Body, SS Trim, RTFM Seat, HNBR Seals, Lever Op, NACE, Firesafe, API-6D, Fusion 324FR040F06N1HTAF
4" 600# GASKET | (blank) | MIDSTREAM VA
4" 600# GASKET NO INTERRING | (blank)
4" 600# GASKET W/316 IR | (blank) | MIDSTREAM VA
4" 600# GASKET W/IR | (blank) | CITY PIPE
4" 600# GASKET, NO IR | (blank) | MIDSTREAM VA
4" 600# GASKETS | with interring | MIDSTREAM VA
4" 600# GASKETS NO INTERRING | (blank) | CITY PIPE
4" 600# GATE VALVE | ??? | CITY PIPE
4" 600# GATE VALVES | ??? | LEGACY FLOW
4" 600# GROVE BALL VALVE | 4" X 4" 600# GROVE B4C, 3 PIECE, TRUNNION MOUNTED BALL VALVE, RAISED FACE FLANGED ENDS, LOW TEMP & NACE/D0107 TRIM, O-RING SEAT SEAL, LEVER OPERATED WITH LOCKING DEVICE, SHOP PRIMER COATING, API-6D AND FIRESAFE TO API-6FA, TEMP. RATING -50F TO +350F, FACTORY NEW (P/N 2268036-04-128).
4" 600# ISV BV & ACTUATOR | ??? | CI ACTUATION
4" 600# MIXER | ??? | CTAP
4" 600# MM CORIOLIS METER | ??? | EGGELHOF, IN
4" 600# NEWAY BALL VALVE | 4" CLASS 600, RAISED FACE END, SIDE ENTRY, FORGED, TRUNNION MOUNTED BALL VALVE,ASTM A105N, A105N+ENP / GLASSFILLED PTFE, GEAR OPERATED NEWAY 4FP‐BS6R‐A105N‐17333‐NC‐G | EGGELHOF, IN
4" 600# OVAL RTJ R37SS | (blank) | TEINERT META
4" 600# PROMASS METER | O8Q3B1H-CSIMADDGADSAACSKA2FA+AAEBEJ Promass Q 300, O8Q3B1H, DN100 4" O8Q3B1H-15D2/0 (O8Q3B1H-CSIMADDGADSAACSKA2FA+AAEBEJ) 010: Approval; Transmitter + Sensor: CS: CSA C/US; Cl.I Div.2, NI 015: Power Supply: I: 100-230VAC/24VDC 020: Output; Input 1: MA: Modbus RS485 021: Output; Input 2: D: Configurable I/O default off 022: Output; Input 3: D: Configurable I/O default off 030: Display; Operation: G: 4-line illum.; touch control + WLAN 040: Housing: A: Alu, coated 050: Electrical Connection: D: Thread NPT1/2 060: Meas. Tube Mat., Wetted Parts Surface: SA: Stainl. steel, not polished 070: Process Connection: ACS: Cl.600 RF, 1.4404/316/316L, flange ASME B16.5 080: Calibration Flow: K: 0.10% Volume 480: Device Model: A2: 2 490: Customer: FA: FMC Technologies 500: >Operation Language Display: AA: English 540: >>Application Package: EB: Heartbeat Verification + Monitoring 540: >>Application Package: EJ: Petroleum | TEINERT META
4" 600# PROVER VALVES | ??? | INDUSTRIAL
4" 600# RF BLIND | 4" 600# Blind Flange Medallion Job# 22027 thru 22041 and 22308 thru 22317 | INDUSTRIAL
4" 600# RF BLIND FLANGE | (blank) | TEINERT META
4" 600# RF GASKET | (blank) | INDUSTRIAL
4" 600# RF SLIP ON FLANGE | (blank) | INDUSTRIAL
4" 600# RF THD FLANGE A105 | (blank) | CITY PIPE
4" 600# RF THRD WELDBEND FLANGE | (blank) | CITY PIPE
4" 600# RF THREADED WELDBEND | (blank) | INDUSTRIAL
4" 600# RFWN STD FLANGE | (blank) | TORO COMPLET
4" 600# RFWN XH FLANGE | (blank) | INDUSTRIAL
4" 600# RTJ BLIND | (blank) | CITY PIPE
4" 600# RTJ GASKET | 4" 600# RTJ Gasket, R-37, soft iron XTO Job# 19767-01 Thru 19767-06 | INDUSTRIAL
4" 600# RTJ WN XH FLANGE | (blank) | INDUSTRIAL
4" 600# RTJWN STD FLANGE | (blank) | INDUSTRIAL
4" 600# RTJWN XH | 4" 600# RTJWN XH .337W SA/A105 | TORO COMPLET
4" 600# RTK GASKET | 4" 600# RTJ Gasket, R-37, Soft Iron XTO Job# 19767 | CITY PIPE
4" 600# SPECTACLE BLIND | (blank)
4" 600# STD RTJ WN FLANGE | (blank) | TEINERT META
4" 600# STRAINER | ??? | CITY PIPE
4" 600# STREAM-FLO SWING CHECK VALVE | 4" CLASS 600 RF STREAM-FLO CROWN SWING CHECK1500 PSIG WP, A352 LCC BODY, A352 LCC COVER, A351CF8M CLAPPER, INTEGRAL SEAT, HSN SEALS(-50 TO 300 F), A320 L7M/A194 7M BOLTING, PER API 6DAND ASME B16.34 | INDUSTRIAL
4" 600# TITAN STRAINER | ???
4" 600# TRUNNION BALL VALVE | 4"370D6/X5000-PS024 4"600# RF FLANGE TRUNNION BALL VLV, NACE, CS BODY, CS/1MIL ENP BALL&STEM,NYLON SEAT SEAL, HNBR SEALS, ASSEMBLED AND TESTED TO 24VDC ON-OFF FAIL CLOSE EXPLOSION PROOF ACTUATOR WITH SUPER CAP | INDUSTRIAL
4" 600# VALVE | WKM VALVE, BALL, TRUNNION, 4 IN (100 MM) X 4 IN (100 MM), FLANGED RAISED FACE , WKM, 370D6, ANSI 600 (100 PN), 1500 PSI (103 BAR) MOP, 1477 PSI (102 BAR) MOP AT MAX TEMP, TRIM 24-YRF-24, CARBON STEEL BODY, CARBON STEEL/1MIL ENP BALL, CARBON STEEL/1MIL ENP STEM, CARBON STEEL SEAT , NYLON SEAT SEAL, HNBR SEALS, WRENCH HEAD WITH PIPE WITH LOCK DEVICE LESS LOCK, API 607, API 6D, API 598, -20 F (-29 C) - +250 F (+121 C), LONG PATTERN - NACE | CITY PIPE
4" 600# VELAN CHECK VALVE | 4-600-VELAN SWING CHECK 4.0" VELAN F12-2114C-13MY 600# SWING CHECK VALVE, CF8M, TRIM 12, BOLTED BONNET, RF ENDS, GRAPHITE, API 600 | CITY PIPE
4" 600# VITON SEAL | (blank) | INDUSTRIAL
4" 600# VRG VALVE | 4'' 600# PRCV-FP Pipeline Rotary Control Valve w/ RHPA6X6DA RHPA Rotary High Pressure Piston Actuator; Balluff BTL7 Micropulse Linear Position Sensor – 6 in STROKE; Red Circle Valve Controller Model RCVC-3000; RCVCSOLDA RED CIRCLE VALVE CONTROLLER – SOLENOID VALVE PACK; DOUBLE ACTING; RCVCORIFICEASSEM Single Orifice/Manifold Assembly Complete with "M" Orifice; VMO-150 Valve Manual Override | DAVIS & DAVI
4" 600# WARREN | WARREN BALL VALVE 6605FS0460 EA 4 600 RF FP BV CS/SS LO FLOATER 6605FS-26MHGRL6D. Medallion 23500-1 | DAVIS & DAVI
4" 600# WARREN BV | ??? | EGGELHOF, IN
4" 600# WARREN CHECK | 4" 600# WARREN SWING CHECK VAL VE, API-6D, NACE, RAISED FACE FLANGED ENDS, FULL PORT, A216-WCB BODY, TRIM SS, STEM/HINGE PIN: A276-333, WEDGE/DISC/BALL: A351-CF8M, INTEGRAL VITON SEAT RING, VITON O-RING, FIGURE# 3605, TRIM CODE: 6IVVR6D, FACTORY NEW | EGGELHOF, IN
4" 600# WARREN CHECK VALVE | ??? | EGGELHOF, IN
4" 600# WARREN CV | ??? | MIDSTREAM VA
4" 600# WHEATLEY | 4" 600# wheatley | TORO COMPLET
4" 600# WHEATLEY CHECK VALVE | VALVE, CHECK, SWING 4 IN (100 MM), FLANGED RAISED FACE, WHEATLEY, 510, ANSI 600 (100 PN), 1500 PSI (103.4 BAR) MOP, BODY ASTM A216 WCC, A351 CF8M CLAPPER, A216 WCC SEAT, BUNA PC SEALS,BUNA PC BONNET SEAL,API 6D, NACE MRO175 , 1500 PSI (103.4 BAR)@ -20F (-28.8 C), 1477 PSI (101.8 BAR) @ +250 F(+121.1 C), INTEGRAL SEAT API 6FD, ASME B16.34 - | VANZANDT CON
4" 600# WHEATLEY CV | 4" 600# WHEATLEY Swing Check Valve with Nace Trim | CITY PIPE
4" 600# WILLIAMS CHECK VALVE | VALVE- CHECK 4 600# RF W/TRIM 8 NACE WILLIAMS 4 EA 1,036.24 4,144.96 601F2N | HATFIELD AND
4" 600# WKM BALL VALVE | ??? | HATFIELD AND
4" 600# WKM BALL VALVES | ??? | HATFIELD AND
4" 600# WKM W/ LIMITORQUE | 4" X 4" 600# WKM 370D6 BALL VALVE, 2 PIECE TRUNNION RAISED FACED FLANGED ENDS, FULL PORT, 1500 PSI MOP, 1477 MOP AT MAX. TEMP., TRIM 24-YRF-24, CARBON STEEL BODY, CARBON STEEL/1 MIL ENP BALL, CARBON STEEL/1 MIL ENP STEM, CARBON STEEL SEAT, NYLON SEAT SEAL, HNBR SEALS, WRENCH HEAD WITH PIPE WITH LOCK DEVICE LESS LOCK, NACE, API 607, API 6D, API 598, TEMP RATING -20F TO +250F, LONG PATTERN MODIFICATIONS:NONE ACTUATOR LIMITORQUE QX-4 ELECTRIC QUARTER TURN ACTUATOR, NON-INTRUSIVE STANDARD CONTROLS, 3/60/460VAC, OA CONTACTS, 120V XMFR, XP, FACTORY NEW. OPERATING TIME: ADJUSTABLE 30-120 SECONDS WKM/370D6 | HATFIELD AND
4" 600# WN RF STD FLANGE | (blank) | CITY PIPE
4" 600# WN XH RTJ FLANGE | (blank) | ELLIOTT ELEC
4" 600# WNRF XH FLANGE | (blank) | SKYWORKS
4" 600# XH WN RTJ FLANGE | (blank) | TEINERT META
4" 600# XH WNRF FLANGE | (blank) | DK CONTROLS
4" 600#RF CONTROL VALVE | NPS 4 V200 Bettis EM510M-07-C7-02-137 Process Level 3 V-BALL CONTROL VALVE - WCC BODY, CG8M SST/CRPL BALL, TCM PLUS SEAL MATERIAL, PEEK/PTFE BEARING, PTFE PACKING, 3/4" S20910 SST SHAFT, RH ACTUATOR MOUNTING; CCW TO CLOSE ELECTRIC ACTUATOR - 7 SEC/90 DEG, CSA NEMA 4 AND 7 CL I, DIV I, GROUPS C, D, E, F, & G, 115 VAC, 1 PH, 60 Hz, 4-20 mA POSITIONER, FACTORY SET: 4 mA=CCW & FAIL CW, BRAKE, POTENTIOMETER, TRANSMITTER, HANDWHEEL REFERENCE QUOTE DP-309368 REV A | CAMERON MEAS
4" 600@ BALL VALVES | 4" 600# Ball Valve GO | DEALERS
4" 90 DEG PAD | 1/4" THK X 90 DEG X 8" WD 4" P.S. FRP - ETCHED INSIDE | DYKMAN ELEC
4" 900# CGI GASKET | (blank)
4" 900# CONE | 4” 900# CONE TYPE START-UP STRAINER, 304SS, 1/8” PERF, 300% OPEN AREA (18” OAL) EnLink Job# 20026-01 | DYKMAN ELEC
4" 900# DISCHARGE DAMPENER | SFTD21004F600N Discharge Stabilizer********** 4" 900# FLANGES ON DISCHARGE SPOOLS | ELLIOTT ELEC
4" 900# FLANGE | 4" 900# WN XH RF A105 Domestic | ELLIOTT ELEC
4" 900# FRANKLIN DB&B | ??? | 3W ENERGY SE
4" 900# GASKET | (blank)
4" 900# GASKET W 316 IR | (blank) | SULLAIR
4" 900# GASKET W/INNER RING | (blank) | CORDYNE, INC
4" 900# MICRO MOTION CMF400 CORIOLIS METER | MICRO MOTION ELITE CORIOLIS METER, 4-6 INCH (DN100-DN150), 316L STAINLESSSTEELCMF400M438N2BAEZZZCMF400M: MICRO MOTION ELITE CORIOLIS METER, 4-6 INCH (DN100-DN150), 316LSTAINLESS STEEL438: Process Connections: 4-inch CL900 ASME B16.5 F316/F316L Weld neck flangeRaised faceN: Case Options: Standard pressure containment2: Electronics Interface: 4-wire polyurethane-painted aluminum integral enhancedcore processor for remote mount transmittersB: Conduit Connections: 1/2-inch NPT - no glandA: Approvals: CSA (US and Canada): Class I, Div 1E: Language: English installation manualZ: Calibration Options: 0.10% mass flow and 0.0005 g/cc density calibrationZ: Measurement Application Software: No measurement application softwareZ: Factory Options: Standard productREF QUOTE 10512395 Ver:2 | DK CONTROLS
4" 900# MM CORIOLIS METER | ???
4" 900# RF WN XH FLANGE | (blank) | CAMERON MEAS
4" 900# RFWN XH FLANGE | (blank) | THE SHERWIN
4" 900# SPIRAL WOUND GASKET | (blank) | SAUNDERS COM
4" 900# TITAN STRAINER | ??? | HOSE OF SOUT
4" 900# WARREN CHECK VALVE | ???
4" 900# WKM BALL VALVES | ??? | SCULLY SIGNA
4" 900# WNRF XH FLANGE | (blank)
4" 900# XH WN RF FLANGE | (blank) | CITY PIPE
4" 90D | CONDUIT ELBOW 4 IN. RGS, 90 DEG. 24 INCH RADIUS
4" 90'S WN STD. | (blank) | VINSON PROCE
4" A CAM | ???
4" ADAPTER | PVFFA400 PVC 4-IN FEMALE ADPT | DEALERS
4" ADPT BRASS | 4in Adpt x FmNPT "A" Brass Cam Groove | DEALERS
4" ANSI 150 RF XINTAI | 4" ANSI 150 3-way valve, automated with a V-Tork VTM3 electric actuator, 120VAC, with battery back-up ***FAIL CCW*** 4" ANSI 150 RF Xintai 3 way T port valve, WCB body, 316 SS ball/stem, PTFE seat, lever operator V-Tork VTM series electric actuator, 120 VAC, explosion proof enclosure, two mechanical SPDT limit switches, two mechanical SPDT auxiliary switches, two torque switches, 3983 LBF/In torque output, heater, complete with battery back up for failsafe operation, thermal overload protection, worm gear drive train for self-locking position, auto-declutching manual override with handwheel operator, ISO 5211 mounting pad, and visual position indicator Mounting bracket and coupling for actuator and valve assembly. Package assembled and cycle tested to ensure proper operation and accurate stop positioning
4" ANSI 300# FRANKLIN | 4" ANSI 300# Franklin DuraSeal Valve, Fig.#D721. Viton slip seals & trim, A216 WCB Body with Chrome ID, A350 LF2 Plug with ENP, A350 LF2 Bonnet and Lower Plate, A536 DI Slips, Raised Face Flanged End, 200 Handwheel Operator & DTR Assembly. | FENDER
4" ANSI B16.5 FLANG | 4" ANSI B16.5 FLANG | CITY PIPE
4" ANSI B16.5 FLANGE | (blank) | UP&S, INC
4" API RACK COUPLER | (blank)
4" BALL VALVE | ??? | FASTENAL
4" BALL VALVE (INLET) | 4" Ball Valve (Inlet) WARREN41506155FS | CITY PIPE
4" BALL VALVE W/BETTIS ACTUATOR | ???
4" BALON BALL VALVE | 4" Full Port R.F. Ansi 600 1,480# WP Steel Ball Valve 316 S.S. Ball & Stem, Nace 4FF63NRF | CITY PIPE
4" BALON BALL VALVE PUMP | 4FF13NRF 4" Full Port R.F. Ansi 150 285# WP Steel Ball Valve 316 S.S. Ball & Stem, Nace
4" BALON VALVES | ???
4" BASKETS | 4" 150# basket Strainer Internal Corvel
4" BETTIS PNEUMATIC VALVE | ???
4" BLEED RING | 4" 150# Bleed ring w/ 3/4" tap | CITY PIPE
4" BRACKET | 4 BALL BRACKET CUSTOM - 4" Bracket | CITY PIPE
4" BRASS DUST CAPS | 4" Brass Dust Caps
4" BRAY BUTTERFLY VALVE | S41 4" CS,316,17-4,RTFE/SILI" Series 41, trim 466. Bray HPBFV ANSI Class 150. Lug Style. Body: ASTM A216 Gr WCB Carbon Steel Disc: ASTM A351 Gr CF8M Stainless Steel Stem: 17-4PH Stainless Steel Seat: RTFE with Silicone Rubber Energizer, Lever Op
4" BRAY BUTTERFLY VALVES | S41 4" CS,316,17-4,RTFE/SILI" Series 41, trim 466. Bray HPBFV ANSI Class 150. Lug Style. Body: ASTM A216 Gr WCB Carbon Steel Disc: ASTM A351 Gr CF8M Stainless Steel Stem: 17-4PH Stainless Steel Seat: RTFE with Silicone Rubber Energizer, Lever Op | FASTENAL
4" BRODIE BV60 | BRODIE BV60A04ADC3A1AAB 4" 150# BACK PRESSURE CONTROL VALVE, CAST CARBON STEEL BODY, STAINLESS HOOKUP & PILOTS, TEFLON/VITON-F "AP" PISTON, 70-180# SPRING RANGE PILOT W/ SET PRESSURE TBD, MTR'S
4" BUSHING | 4" Bushing | CITY PIPE
4" BUTTERFLY VALVE | 4" LUG BUTTERFLY VALVE | ELLIOTT ELEC
4" CAM GROOVE | ???
4" CAM GROVE | ???
4" CAM LOCK | 4" Hose Coupler Adapter x Female NPT "A" Brass Cam Groove Fitting. MFG PN BA400
4" CAMLOCK | ???
4" CAMLOCK COVER | ???
4" CHANNEL | (25) 20' joints | LEGACY FLOW
4" CHANNEL *RED* | Total (8) 20' joints on Quote #715202104 | CITY PIPE
4" CHANNEL IRON | 300'
4" CONTROL VALVE | ??? | CITY PIPE
4" COUPLING | 4" Coupling | BRICE CO
4" CPLR X FMNPT D | ??? | CITY PIPE
4" CRANE BUTTERFLY VALVES | BUTTERFLY 4 150# CS LUG 316 TFE 17‐4PH SS DOUBLE HEAT TREATED SHAFT FLOWSEAL 04‐1DA‐12DTTG‐HNK NACE
4" CRIMPED | ??? | ELLIOTT ELEC
4" DANEX DB&B VALVE | EPCO SPEC: VP‐012CV 4" 150# RF FIG. 271A DAN‐EX REDUCED PORT PLUG VALVE STD. MATERIALS OF CONSTRUCTION SLIP/TRIM: VITON/VITON GEAR OPERATED COATING SYSTEM C0 FACTORY WHITE COATING FACTORY NEW WITH HYDROSTATIC TEST CERTIFICATE PER API 6D. ORIENTATION 11 INCLUDES EPCO CV DTR VALVE / EPCO GREEN TAG TEST (STANDARD DURATION TEST PER VALVE CLASSIFICATION) | ELLIOTT ELEC
4" DANEX DOUBLE BLOCK & BLEED | 4" 150# DANEX EXPANDING PLUG VALVE, VGF TRIM, RFFE, HWO, STANDARD DTR, PN#0411OO-AC1, DTR-041-1A-O
4" DB&B Valves | ??? | CITY PIPE
4" DBB HWO | 4" 150# Franklin DBB | CITY PIPE
4" DIVERT | Model# 304-437-12E1, Pathway 4” 150# flanged divert valve with TFE packing to fit Asco H31 actuator (Valve only) | CITY PIPE
4" DIVERTER VALVE | 4"S7315F-C2B-T 4" DIVERTER VALVE | FMC TECHNOLO
4" DUST CAP | 4" Dust Cap "DC" Brass Cam Groove Fitting. MFG PN BDC400 | ELLIOTT ELEC
4" DUST CAPS | 4in Dust Cap "DC" Brass Cam Groove | ELLIOTT ELEC
4" EXCESS FLOW VALVE | 4", 150#, Sch 40, A105CS body, 316SS trim, Weld-in metal seat Hard Faced Stellite 6, Trim, 17-7 PH SS Spring Double Flanged connections, with manual (bypass) reset system Media: NGL Mixture (Liquid) Orientation: Horizontal at Normal Flow and Horizontal at Closing Flow (opposite direction of Normal flow) Normal Flow / dP at normal: 225 GPM / 1.83 psid pressure drop Max Normal Flow / dP at Max normal: 260 GPM / 2.44 psid pressure drop Closing Flow / dP at close: 285 GPM / 2.93 psid pressure drop SPL Order# 21396 | DEALERS
4" EXCESS FLOW VALVE 2120 | Quote: CPQ-21-0070 Total Valve Systems Excess Flow Valve, 2120 Model 4" 150#, SCH 40, A105CS Body, 316ss trim, Weld-in metal seat hard faced stellite 6, trim 17-7 PHSS Spring Double Flanged Connections, with manual (bypass) reset system Media: NGL Mixture (Liquid) Operation: Horizontal at Normal Flow & Horizontal at Closing Flow (opposite direction of Normal Flow) Normal Flow/dP at Normal: 225 GPM/2.44 psid pressure drop Closing Flow / dP at Close: 285 GPM/2.93 psid pressure drop | ELLIOTT ELEC
4" FIG 200 HAMMER UNIONS | 4" Fig 200 Hammer Unions | FMC TECHNOLO
4" FIG 206 THREADED UNION | 4" FIG 206 THREADED UNION | ELLIOTT ELEC
4" FIG 207 HAMMER UNION | (blank) | ELLIOTT ELEC
4" FIG. 207 HAMMER UNIONS | 4" FIG.207 THRO KEMPER HAMMER UNION DELIVERY: 2-3 WORK DAYS ARO
4" FISHER V200 CONTROL VALVE W/BETTIS ACTUATOR | NPS 4 V200 Bettis EM510M-07-C7-02-137 Process Level 3V-BALL CONTROL VALVE - WCC BODY, CG8M SST/CRPL BALL, TCM PLUS SEAL MATERIAL, PEEK/PTFE BEARING, PTFE PACKING, 3/4" S20910 SST SHAFT, RH ACTUATOR MOUNTING; CCW TO CLOSE ELECTRIC ACTUATOR - 7 SEC/90 DEG, CSA NEMA 4 AND 7 CL I, DIV I, GROUPS C, D, E, F, & G, 115 VAC, 1 PH, 60Hz, 4-20 mA POSITIONER, FACTORY SET: 4 mA=CCW & FAIL CW, BRAKE, POTENTIOMETER, TRANSMITTER, HANDWHEELREFERENCE QUOTE MMD321967 REV A | CITY PIPE
4" FISHER V200 CV | 4" Fisher V200 Control Valve, Full Port, Class 600, RF Flanged End Compatible, WCC Steel Body, CG8M SST/CRPL Ball, TCM Plus Seal, PTFE Packing Mounting For V200-1145-3359032 With Bettis Electric Actuator, EM510M Series, 7 Seconds/90° Stroke Speed, Explosion Proof Enclosure, (2) SPDT Switches For On/Off Service, Heater, Thermostat, Position Indicator, Declutch, 100% Duty Cycle Motor, 115VAC/1Ph/60Hz; Modulating Package Includes: 4-20 mA Positioner, Transmitter, Potentiometer, and Motor Brake Model: EM510M-07-C7-02-137 Assembly & Test
4" FISHER V-BALL BPV | ???
4" FLANGE SUPPORT | (blank) | SUMMIT
4" FLANGE SUPPORT FAB | (blank) | ELLIOTT ELEC
4" FLANGE SUPPORTS | (blank) | ELLIOTT ELEC
4" FLOTITE 3-WAY | 4" 150# FLOTITE CSXSS 3‐WAY FULL PORT T‐PORT BALL VALVE, TFM SEATS & SEALS MOUNTED TO A VALVCON LADCWX SERIES 3000 IN.LB ELECTRIC ACTUATOR W/ 4‐20 MA OR 0‐10 VDC POSITION FEEDBACK, BATTERY BACKUP, 2 AUXILIARY LIMIT SWITCHES, UNIVERSAL POWER, HOLDING BRAKE, HEATER/THERMOSTAT, HANDWHEEL OVERRIDE, VISUAL INDICATOR, MOUNTING BRACKET & COUPLER, FULLY ASSEMBLED & TESTED | DEALERS
4" FRANKLIN DBB | ??? | SAUNDERS COM
4" FUSION | BALL VALVE FUSION SERIES 324 4 CLASS 600 RF FLANGES FULL PORT 2 PIECE BOLTED A216 WCB BODY A182 F316 FLOATING BALL 17-4 PH STEM RTFM SEAT FKM SEALS (-20 TO 400 F) C/W LEVER OPERATOR PER API 6D (MONOGRAMMED) ASME B16.34 API 608 NACE MR0175 FIRESAFE PER API 607 FUSION ITEM# 324FR040F06N1HVAF | ELLIOTT ELEC
4" GASKET | GASKET- 4 150 CG LAM0NS 316 WINDINGS CS OUTER RING | SUMMIT
4" GASKETS | 4" 150# 316SS GASKETS | ELLIOTT ELEC
4" GASKETS W/ INNER RING | D460304GIR 4" 600 304SS SPRLWND GSKT IR | REXEL
4" GAUGE | ??? | SUMMIT
4" GAUGE 0-2000PSI | 4" pressure gauge(0-2000) | ELLIOTT ELEC
4" GLOBE VALVE | 4" 150 RF Globe Valve WCB Trim 8 HWO DSI 133XU | SUMMIT
4" HAMMER UNION | 4" HAMMER UNION FIG 206 GRAY SUB/BLUE NUT THD 2000# A105 CS | SUMMIT
4" HAMMER UNIONS | ??? | ELLIOTT ELEC
4" HEX HEAD PLUG | 4" Hex Head Plug | ELLIOTT ELEC
4" HEX PLUG | 4" 3000/6000# THD HEX PLUG FS | ELLIOTT ELEC
4" HOSE | 4" X 54IN 3K SLIMHOLE CS MP E/E | ELLIOTT ELEC
4" I-BEAM | 40' of 4" I-Beam | ELLIOTT ELEC
4" INSULATED U-BOLT | ??? | ELLIOTT ELEC
4" INSULATED U-BOLT WITH I-ROD | (blank)
4" I-ROD ONLY | (blank)
4" I-RODS ONLY | (blank) | SUMMIT
4" JAMISON STRAINER | ??? | ELLIOTT ELEC
4" J-FLOW WITH VALVCON | AUTOMATED VALVE PACKAGE TO INCLUDE Valvcon LADC Series Electric Actuator - Weathertight & Explosion proof (NEMA 4/4X/7&9 - 3000 lb-in (250 lb-ft; 339 Nm) - Universal Board with SLA Battery Back-UP - Handwheel - Universal Power - Accepts 12VDC, 24VDC, 24VAC, 115VAC, and 230VAC input power P/N: LADCWX3000UL3Z-UP J-FLOW DM3T2A23FTMTMF1-400 4“ ANSI 150, T Port, Three way, WCB body, 316 trim, Super TFM seat, seals,150# flanged ends, with handle, 22mm Stem, F10. NACE COMPLIANT | ELLIOTT ELEC
4" KEMPER 206 | 4" Kemper Fig 206 Hammer Union Thd Gray/Blue 2000# | ELLIOTT ELEC
4" KEMPER HAMMER UNIONS | 4" Kemper Hammer Unions Fig 206 | CITY PIPE
4" KIT | KIT, 4" 600# WHEATLEY CS F.E. CHECK VALVE NACE TRIM MFG PN #510-045144-121 2 VITON 0 RINGS, 1 FOR THE CLAPPER SEAT (#257) AND THE 0THER FOR THE C0VER (#349) | ELLIOTT ELEC
4" KITS | OPW 4" Buna Swivel Joint Seal Replacement Kit (Old #3001K-1400) | ELLIOTT ELEC
4" LOAD HOSE | 4" X 20FT 150# MP W/ LOAD VALVE | ELLIOTT ELEC
4" LOW TEMP CHECK | 4 INCH VELAN F2074C13MY 600 API600 RF GL 316 HFS BB | ELLIOTT ELEC
4" LR STD 45 ELBOW | (blank) | ELLIOTT ELEC
4" LR XH 90 ELBOW | (blank) | ELLIOTT ELEC
4" LUG BFV | ??? | ELLIOTT ELEC
4" MAG METER | ??? | ELLIOTT ELEC
4" MALE ADPT | PVC 4-IN-PVC-MALE-TERM-ADPT
4" MICRO MOTION METER | ???
4" MIXER FAB | (blank) | ELLIOTT ELEC
4" MM METER ANSI 300# | ???
4" MM METER ANSI 600# | ???
4" NEVIS STRAINER | ???
4" NEWAY BALL VALVE | 4" 150# RF BALL VALVE WCB BODY F316 TRIM RPTFE/VITON SEAT/SEAL LEVER OP API‐608 NEWAY 4FP‐B1R‐WCB‐12662‐NC | ELLIOTT ELEC
4" NEWAY BALL VAVLE | Valve Ball PBV 6400 Series 4 Inch Floater CL 150 FP RF LO WCB Body SS Trim G/ P TFE Seats API 622 Graphite Seals API 608 NACE Firesafe I 14DGN P‐6410‐41‐2236‐GL‐NL‐I 14DGN | ELLIOTT ELEC
4" NEWAY VALVES | 4" 150# RF BALL VALVE WCB BODY F316 TRIM RPTFE/VITON SEAT/SEAL LEVER OP API‐608 NEWAY 4FP‐B1R‐WCB‐12662‐NC | ELLIOTT ELEC
4" NIPPLE | CONDUIT NIPPLE 4 X 10 INCH RIGID GALVANIZED | ELLIOTT ELEC
4" PACKINGS | 4" SET PACKING, VITON, 400 DEGREES F., FOR T M SWIVEL JOINTS | ELLIOTT ELEC
4" PADDLE PLATES | ??? | ELLIOTT ELEC
4" PART A | 4 ” Part A Brass Camlock | ELLIOTT ELEC
4" PART A BRASS | 4in Adpt x FmNPT "A" Brass Cam Groove | ELLIOTT ELEC
4" PART A CAM | 4in Adpt x FmNPT "A" Brass Cam Groove
4" PBV | Valve Ball PBV 6400 Series 4 Inch Floater CL 150 FP RF LO WCB Body SS Trim G/ P TFE Seats API 622 Graphite Seals API 608 NACE Firesafe I 14DGN P‐6410‐41‐2236‐GL‐NL‐I 14DGN | CITY PIPE
4" PIPE | PIPE- WELDED 4 .237 SCH 4O/STD BLACK ASTM A53 T&C 21 FT IMP0RT (N0 CHINA)
4" PIPE PAD | 1/4" THK X 90 DEG X 8" WD 4" P.S. FRP - ETCHED INSIDE Marathon Job# 19967 and 19968
4" PLUG | 4" Plug
4" PRESSURE GAUGE | ??? | CITY PIPE
4" PROMASS METER | (O8Q3B1H-CSIMADDGADSAAASKA1FA+AAEBEJ)" 010: Approval; Transmitter + Sensor: CS: CSA C/US; Cl.I Div.2, NI 015: Power Supply: I: 100-230VAC/24VDC 020: Output; Input 1: MA: Modbus RS485 021: Output; Input 2: D: Configurable I/O default off 022: Output; Input 3: D: Configurable I/O default off 030: Display; Operation: G: 4-line illum.; touch control + WLAN 040: Housing: A: Alu, coated 050: Electrical Connection: D: Thread NPT1/2 060: Meas. Tube Mat., Wetted Parts Surface: SA: Stainl. steel, not polished 070: Process Connection: AAS: Cl.150 RF, 1.4404/316/316L, flange ASME B16.5 080: Calibration Flow: K: 0.10% Volume 480: Device Model: A1: 1 490: Customer: FA: FMC Technologies 500: >Operation Language Display: AA: English 540: >>Application Package: EB: Heartbeat Verification + Monitoring 540: >>Application Package: EJ: Petroleum | CITY PIPE
4" PVC | PVC SCH 80 4-IN-PVC-SCHED-80-10FT | CITY PIPE
4" PVC ADPT | PVC 4-IN-PVC-FEMALE-ADPT
4" PVC CONDUIT | 4" Conduit
4" PVC FEMALE ADPT | 4" PVC Conduit | CITY PIPE
4" RABBIT EARS | (blank) | CITY PIPE
4" SCH 40 BLK PIPE | (blank) | ELLIOTT ELEC
4" SCH40 SMLS PIPE | (blank) | ELLIOTT ELEC
4" SCH40/STD BLACK PIPE | (blank) | ELLIOTT ELEC
4" SCH40/STD BLK PIPE | (blank) | ELLIOTT ELEC
4" SCH40/STD X52 WELDED PIPE | 22.6' | ELLIOTT ELEC
4" SCS STRAINER FAB | (blank) | ELLIOTT ELEC
4" SEAL KIT | 4" 600 DuraSeal Seal Kit P/N: SK7VFR | ELLIOTT ELEC
4" SEAMLESS PIPE | 120' OF 4" SCH 40 A-106B X42 PSL2 SMLS PE PIPE .237W 10.80# | ELLIOTT ELEC
4" SET/SCREW | 4" Set/Screw | ELLIOTT ELEC
4" SLIPS | 4" 600 DuraSeal Slips P/N: R-18-403CNV (Priced per Slip) | ELLIOTT ELEC
4" SPACER PLATE & COUPLING | For re-orientation of the flow control valve actuator | ELLIOTT ELEC
4" SPOOL PIONEER | SCS to Weld 4" 150# Spool and include flanges and Pipe, Will not XRay | ELLIOTT ELEC
4" SQUARE TUBING | 4" Square Tubing3/16" Green | ELLIOTT ELEC
4" SQUARE TUBING *GREEN* | (20) 20' joints, 400' total | ELLIOTT ELEC
4" SQUARE TUBING 1/2 *PINK* | (blank) | ELLIOTT ELEC
4" SQUARE TUBING 1/4 *RED* | (10) 20' joints, 200' total
4" SQUARE TUBING 1/4" *RED* | (blank) | ELLIOTT ELEC
4" SQUARE TUBING 3/16 | 4" SQUARE TUBING 3/16 20'
4" SQUARE TUBING 3/16 * GREEN* | (5) 20' joints
4" SQUARE TUBING 3/16 **GREEN** | (5) 20' joints, 100' total
4" SQUARE TUBING 3/16 *GREEN* | (5) 20' joints, 100' total
4" SQUARE TUBING 3/16 8GREEN* | (4) 20' joints, 80' total
4" SQUARE TUBING 3/8 *YELLOW* | (2) 20' joints, 40' total | FMC TECHNOLO
4" SQUARE TUBING 3/8" YELLOW | (1) 20' joint | FMC TECHNOLO
4" SQUARE TUBING 40' | 4" SQUARE TUBING 1/4 **RED** | FMC TECHNOLO
4" STD 90 A234 | 4" STD 90 A234 | FMC TECHNOLO
4" STD 90 ELBOW | (blank) | SUMMIT
4" STD BEV SMLS PIPE | Domestic | RES ENERGY S
4" STD BLK WELDED PIPE | (blank) | ELLIOTT ELEC
4" STD CAP | (blank) | DEALERS
4" STD CAP BW A234 WPB | (blank) | ELLIOTT ELEC
4" STD CROSS | (blank) | ELLIOTT ELEC
4" STD ELBOW | 4" STD LR 90 ELBOW | ELLIOTT ELEC
4" STD LR 90 ELBOW | (blank) | ELLIOTT ELEC
4" STD LR WELD 90 | (blank) | ELLIOTT ELEC
4" STD PIPE | 4" STD SML PIPE | ELLIOTT ELEC
4" STD PIPE DOMESTIC | (5) 20' joints | ELLIOTT ELEC
4" STD PLUG | (blank) | CITY PIPE
4" STD SMLS DOMESTIC PIPE | DRL's cut in half | CITY PIPE
4" STD SMLS PIPE | (blank)
4" STD SMLS PIPE DOMESTIC | (blank) | CITY PIPE
4" STD TEE | 4" STD TEE | SUMMIT
4" STD WELD CAP | (blank) | ELLIOTT ELEC
4" STD WELD CAP DOMESTIC | (blank) | EGGELHOF, IN
4" STD WELDED PIPE | (blank) | VANZANDT CON
4" STD X52 PIPE | (blank) | VANZANDT CON
4" STRAINER | (blank) | TOTAL VAVE
4" STRAINER FAB | (blank) | TOTAL VALVE
4" STRAINER FAB MATERIALS | All materials on Quote #ODE00848 | ELLIOTT ELEC
4" SWING CHECK VALVE | 4" WCB BODY/API TRIM 8/BOLTED COVER/GRAPH GSKT/RF, SWING CHECK | MCCARTY EQUI
4" SWIVEL | ??? | MCCARTY EQUI
4" SWIVEL JOINT | OPW 4" Style 40 Carbon Steel Swivel Joint w/Femaled Threaded Ends and Buna Packing (1,000 psi) | DEALERS
4" THD 45 ELBOW | (blank) | DEALERS
4" THD COUPLING | coupling | MCCARTY EQUI
4" TITAN DS696-CS-4 | TITAN DS696-CS-4“ 150# RF FLANGED END DUPLEX STRAINER, CARBON STEEL BODY, (2) STANDARD 1/16” PERF, 304SS BASKETS INSTALLED DS696CS-4
4" TITAN STRAINER | TITAN BS85CS-4” 150# RF FLANGED END BASKET STRAINER, CARBON STEEL BODY, BOLTED LID, NON-STANDARD 1/8” PERF, 304SS BASKET INSTALLED
4" T'S STD. WN | (blank) | MCCARTY EQUI
4" UBOLT | UBOLT- 4 X 1/2 STOCK GALVANIZED POLYSHRINK COATED W/ROD 4 HEX NUTS
4" U-BOLT W/I-ROD | (blank) | DEALERS
4" U-BOLTS | with black cover and I-Rods | DEALERS
4" UBOLTS GALV | 4" UBolts Galv | ELLIOTT ELEC
4" U-BOLTS W/HEX NUTS | (blank) | ELLIOTT ELEC
4" UBOLTS W/I ROD | 4" UBolts W/I Rod XTO Job# 22229-02 | ELLIOTT ELEC
4" U-BOLTS WITH BLACK COVER | and I-Rods | DEALERS
4" U-BOLTS WITH COVER AND I-ROD | (blank) | ELLIOTT ELEC
4" VALVE | 4CL150RVF101SS/LADCWX3000 4" FLO-TITE SENTINEL SERIES BALL VALVE, FLANGED ENDS, CLASS 150, CF8M BODY AND BALL, DUFLEX FORGED STEM, NON SURFACE TREATED 50/50 SEATS, RTFE STEM PACKING,VITON O RING 316+NITRIDING BEARING MOUNTED TO A VALVCON LADCWX SERIES 3000 IN.LB ELECTRIC FAIL SAFE ACTUATOR W/ 4-20 MA OR 0-10VDC POSITION FEEDBACK, LITHIUM ION BATTERY BACK UP, 2 AUXILIARY LIMIT SWITCHES, NEMA 4/4X/7 & 9, UNIVERSAL POWER, HOLDING BRAKE, HEATER/THERMOSTAT, HANDWHEEL OVERRIDE, VISUAL INDICATOR, MOUNTING BRACKET & COUPLER FULLY ASSEMBLED & TESTED | ELLIOTT ELEC
4" VALVE BALL PBV 6400 | Valve Ball PBV 6400 Series 4 Inch Floater CL 150 FP RF LO WCB Body SS Trim G/ P TFE Seats API 622 Graphite Seals API 608 NACE Firesafe I 14DGN P-6410-41-2236-GL-NL-I 14DGN | CITY PIPE
4" VALVON | ??? | CITY PIPE
4" VANESSA VALVE | ??? | THE SHERWIN
4" V-BALL BPV | ??? | TEINERT META
4" WARREN 6155-T36DHRL | 4" 150# A105N/316 TR DEVLON HNBR/GRAPH 3PC TRN BALL NACE RF API-6D FP LEVER OP WARREN 6155-T36DHRL | TEINERT META
4" WARREN BALL VALVE | ??? | CITY PIPE
4" WARREN CHECK VALVE | EPCO SPEC: VC‐012 4" 150# WARREN SWING CHECK WCB/8 BC Swing CK RF 3155‐8 INCLUDES EPCO GREEN TAG TEST (STANDARD DUARTION TEST PER VALVE CLASSIFICATION) | CITY PIPE
4" WARREN GLOBE VALVE | 4" 600# Warren Globe Valve | INDUSTRIAL
4" WARREN TRUNNION BALL VALVE | EPCO SPEC: VB‐014F 4"150# WARREN TRUNNION BALL VALVE A105N/ENP TR DEVLON W/90‐DR HNBR/GRAPH 3PC TRN BALL NACE RF FP 6155‐T35DHRL INCLUDES EPCO GREEN TAG TEST (STANDARD DUARTION | CITY PIPE
4" WARREN TRUNNION VALVE | 4" 150# WARREN 3 PIECE TRUNNION BALL VALVE, RAISED FACE FLANGED ENDS, FULL PORT, Al05 BODY, 3mil ENP TRIM, DEVLON SEAT RING INSERT, HNBR 90 DURO O-RING, TRIPLE BARRIER, LEVER OPERATED, FIGURE# 6155-FS-TRN, TRIM# 4 6155 T35DHRL-TB, API-60, NACE MROl 75 AND /ISO 15156 LATEST EDITION AND FIRE SAFE, FACTORY NEW, STARD | ZONE INDUST
4" WELDED SCH 40/STD BLACK PIPE | (blank) | SUMMIT
4" WELDED STD BLK PIPE | (blank) | KNIGHTEN MAC
4" WELLMARK BPV | VAL 5555-4-10-DFG-B-V-20-150#-SS TUBING 4" ANSI 150 Norriseal Wellmark Series 5555 back pressure valve, double seated (balanced), #10 topworks, Viton seals, 20-150 lbs spring range, stainless tubing | RAWSON
4" WHEATLEY CV | ???
4" WKM W/ LIMITORQUE | 4" X 4" 150# WKM 370D6 BALL VALVE, 2 PIECE TRUNNION RAISED FACED FLANGED ENDS, FULL PORT, 290 PSI MOP, 245 PSI MOP AT MAX. TEMP., TRIM 24-YRF-24, CARBON STEEL BODY, CARBON STEEL/1 MIL ENP BALL, CARBON STEEL/1 MIL ENP STEM, CARBON STEEL SEAT, NYLON SEAT SEAL, HNBR SEALS, WRENCH HEAD WITH PIPE WITH LOCK DEVICE LESS LOCK, NACE, API 607, API 6D, API 598, TEMP RATING -20F TO +250F, LONG PATTERN, REQUIRES CONVERSION KIT P 2326545-03 WHEN ADDING AN ACTUATOR TO THIS VALVE MODIFICATIONS: NONE ACTUATOR LIMITORQUE QX-3 ELECTRIC QUARTER TURN ACTUATOR., ON-INTRUSIVE STANDARD CONTROLS, 3/60/460VAC, OA CONTACTS, 120V XMFR, XP, FACTORY NEW. OPERATING TIME: ADJUSTABLE 15-60 SECONDS | SAUNDERS COM
4" WOL STD | 4" STD WOL on 36"- 22" A105 TC Energy Job# 21313 | THE SHERWIN
4" WTV BALL VALVE | WTV 4” 150# RF FLANGED END BALL VALVES | THE SHERWIN
4" WTV CHECK VALVE | WTV 4” 150# RF FLANGED END SWING CHECKS | THE SHERWIN
4" X .237 SCH 40 UNPAINTED PIPE | (3) 21' joints | THE SHERWIN
4" X .237 SCH-40 BLACK PIPE | (blank) | THE SHERWIN
4" X 1.5" XH ECC | (blank) | THE SHERWIN
4" X 1.5" XH ECC SWAGE BXP | (blank) | THE SHERWIN
4" X 1/4" SQUARE TUBING | 20' joint | THE SHERWIN
4" X 12" XH NIPPLE | (blank) | THE SHERWIN
4" X 2" STD TEE | (blank) | THE SHERWIN
4" X 2" SWAGE THD STD | 4" x 2" Swage thd std | THE SHERWIN
4" X 2" T'S WN STD. | (blank) | THE SHERWIN
4" X 2" XH ECC | (blank) | THE SHERWIN
4" X 2" XH WELD CONC REDUCER | (blank) | THE SHERWIN
4" X 3'' STD CONCENTRIC RED | 4" X 3'' STD CONCENTRIC WELD REDUCER | THE SHERWIN
4" X 3 XH CON RED A234 | 4" x 3 XH Con Red A234 | THE SHERWIN
4" X 3" STD CONC REDUCER | (blank) | THE SHERWIN
4" X 3" STD ECC | (blank) | THE SHERWIN
4" X 3" STD RED CONC | (blank) | THE SHERWIN
4" X 3" TEE SCH80 | (blank) | THE SHERWIN
4" X 4" 600# WKM | ??? | THE SHERWIN
4" X 5.4# CHANNEL IRON *RED* | (20) 20' joints, 400' total | CAROTEK INC
4" X 6" STD NIPPLE | 4" X 6" STD NIPPLE | SLATER CONTR
4" X 6" XH THD NIPPLE | 4" x 6" xh thd nipple | CITY PIPE
4" X CLOSE NIPPLES | ??? | CITY PIPE
4" XH 45 ELBOW | (blank) | VIKING PUMP
4" XH PIPE | PIPE- SEAMLESS 4 .337 SCH 80/XH A106B BEV DRL DOMESTIC 15.0LB/FT | CITY PIPE
4" XH SMLS DOMESTIC PIPE | (blank) | GRAYBAR
4" XH SR 90 ELBOW | (blank) | FENDER
4", 150, TRUNNION BALL VALVE | quote from email from IAN BEGGa Figure: BAL0401B1241RLFZ41DC/D 4", 150, Trunnion Ball Valve, RF Ends, Full Port, Lever Operated, A350 LF2 Body, A182 F6a Class 2 Obturator, A182 F6a Class 2 Seat Base Metal, A182 F6A Class 2 Stem Material, Viton GLT Seal Material, Devlon Seat Material, Bolted Body, N/A Packing, Double Piston Effect Service, Firesafe Design, NACE MR-01-75, API 6D Design, API 6D Test $1,778.00 ea QTY 2 | INDUSTRIAL
4"-150# BACK PRESSURE VALVE 100-220 PSIG | 550-432-14B6, which is a 550 series two-way back-pressure valve with 4” 150# RF flanges, self-contained piston operated topworks, integral valve trim seat, TFE plug insert, brass/fluorocarbon packing gland, fluorocarbon packing & o-rings, with two higher-pressure springs. Back-pressure range: 100-220psig; Max Working Pressure: 275psig. Working temperature: -20°F to +240°F | INDUSTRIAL
4"-150# BACK PRESSURE VALVE 20-80 PSIG | 550-432-14B1, which is a 550 series two-way back-pressure valve with 4” 150# RF flanges, self-contained piston operated, integral valve trim seat, TFE valve plug insert, brass/fluorocarbon packing gland, and fluorocarbon packing & o-rings. Back-pressure range: 20-80psig; Max Working Pressure: 275psig; Working temperature: -20°F to +240°F | TEINERT META
4"150# FFWN XH FLANGE | (blank) | TEINERT META
4"150# J-FLOW DIVERT VALVE | AUTOMATED VALVE PACKAGE TO INCLUDE Model: LADCWX3000UL3Z-UP, Series: LADC, NEMA Rating: FM Explosion Proof (NEMA 4/4X/7&9), Torque: 3000 in/lb, 250 ft/lb, Universal position board w/battery Back Up, Volt: Universal power, Cont Duty Cycle Holding brake, 2 AUX LS, Handwheel Override. J-FLOW DM3T2A23FTMTMF1-400 4“ ANSI 150, T Port, Three way, WCB body, 316 trim, Super TFM seat, seals,150# flanged ends, with handle, 22mm Stem, F10. NACE COMPLIANT Size: 4” Valve Painted bracket with stainless coupler Shipping & Handling Fee | GASKET SERVI
4"-150# RFF BALL VALVE | WTV 4” 150# BALL VALVE B04F01FF 4” 150# RF FLANGED END BALL VALVE, CARBON STEEL BODY, 316SS BALL NACE, PTFE SEAT, FULL PORT, LEVER-OP | CITY PIPE
4"-150# RFF ORIFICE PLATE 1/8" X 1.875" BORE | 4” 150# PADDLE TYPE ORIFICE PLATE, 1/8” THICK, 316SS MATERIAL, 1.875” BORE | CITY PIPE
4"-150# RFF SWING CHECK VALVE | WTV 4“ 150# CHECK VALVE C04F01A 4“ 150# RF FLANGED SWING CHECK VALVE, CARBON STEEL BODY, A105+13CR TRIM NACE, API 6D | TEINERT META
4"300# GASKETS | with interring | THE SHERWIN
4"370D6/X5000 | 4"370D6/X5000 4X4 600# RF FLANGE WKM TRUNNION BALL VLV,CS BODY,CS/1MIL ENP BALL&STEM,CS SEAT,NYLON SEAT SEAL,HNBR SEALS,ASSEMBLED AND TESTED TO 24VDC ON-OFF FAIL CLOSE EXPLOSION PROOF ACTUATOR WITH SUPER CAP MEDALLION 20646 | CITY PIPE
4"DREXEL BROOK | UT01020000201BXXX WITH 700-12-02-401-BAO-101-790.5 7-152XXXXX, DREXEL BROOK WATER CUT MONITOR WITH TEMPERATURE COMPENSATION, 3/4"NPT,4-20MA HART, XP, 316SS, 4" PS, 31.125" LL, 6" CS | CITY PIPE
4"S7315F/X2500-PSUNI-EPB | 4" 150# RF FLANGE CS X SS 3 WAY T PORT DIVERT VALVE ASSEMBLED AND TESTED TO UNIVERSAL POWER SUPPLY 24VDC/120VAC EXPLOSION PROOF ON-OFF FAIL CLOSE ACTUATOR WITH SUPER CAP | REXEL
4"S7315S-C2B-T | 4" S7315S-C2B-T 4 150# FLG CS 3-WAY BV; TPORT | CITY PIPE
4.00-150- 3WAYTWCB- SSPTFE- L | 4" ANSI 150 RF Xintai 3 way T port valve, WCB body, 316 SS ball/stem, PTFE seat, lever operator. Pioneer 23285 Divert Valve Replacement. | CITY PIPE
4.5" ASHCROFT GAUGE | 4-1/2" 0-200 PSI ASHCROFT 1279 LIQUID FILLED PRESSURE GUAGE, 316SS TUBE & SOCKET, 1/2" BOTTOM CONNECTION | BARNHART
4/3 WG TRAY CABLE-PIECES | 4/3 WG TRAY CABLE-PIECES | ELLIOTT ELEC
4’’ SO 150LB RF STD | 4’’ SO 150LB RF STD | CITY PIPE
4’’ 150LB RF WN SB FLANGE | 4’’ 150LB RF WN SB FLANGE | BARNHART
4’’ FLG WN RF 150LB XH | 4’’ flg wn rf 150lb XH | COMMERCIAL E
4’’ FLG WN RTJ 600LB XH | 4’’ FLG WN RTJ 600LB XH
4’’ FLG WNRF 150LB STD | 4’’ FLG WNRF 150LB STD | CITY PIPE
4’’ FLG WNRF 900LB XH | 4’’ FLG WNRF 900LB XH | CITY PIPE
4’’ PIPE SCHO 40 | 218.8 Feet of 4’’ pipe scho 40 | DEALERS
4’’ SO 300LB FF STD | 4’’ SO 300LB FF STD | TEINERT META
4’’ X ¾’’ 3000# T-O-L | 4’’ x ¾’’ 3000# t-o-l | TEINERT META
4’’ X 2’’ WOL XH | 4’’ X 2’’ WOL XH | CITY PIPE
4’’X1’’ WELDOLET XXH | 4’’X1’’ WELDOLET XXH | CITY PIPE
4’’X2’’ TEE XH | 4’’x2’’ tee xh | CITY PIPE
4’’X2’’ WELDOLET XH | 4’’X2’’ WELDOLET XH | CITY PIPE
4’’X3’’ RED CONC STD | 4’’X3’’ RED CONC STD | CITY PIPE
4’’X3’’ RED ECC STD | 4’’x3’’ red ecc std | CITY PIPE
4’’X3’’ SWAGE CONC STD PBE | 4’’X3’’ SWAGE CONC STD PBE | TEINERT META
4” 150 PAPER GASKETS FF | 4” 150 paper gaskets FF | CITY PIPE
4” 150# BLIND WITH A TAP | 4” 150# blind with a tap in the center | CITY PIPE
4” 150# BLINDS | 4” 150# blinds | CITY PIPE
4” 150# BLINDS WITH A 1” TAP | 4” 150# blinds with a 1” tap | CITY PIPE
4” 150# FF PAPER GASKETS | 4” 150# FF paper gaskets | CITY PIPE
4” 150# GASKETS | 4” 150# gaskets with interring | CITY PIPE
4” 150# GASKETS NO INTER RING | 4” 150# gaskets no inter ring | CITY PIPE
4” 150# GASKETS NO INTERRING | 4” 150# gaskets no interring | CITY PIPE
4” 150# ORIFCE PLATE | 4” 150# PADDLE TYPE ORIFCE PLATE, 1/8” THICK, 304SS MATERIAL WITH A BEVELLED 2.822” I.D. | CITY PIPE
4” 150# RF STD FLANGE | (blank)
4” 150# XH SCS STRAINERS | (blank) | CITY PIPE
4” 300# BLIND | 4” 300# blind | CITY PIPE
4” 300# BLIND RF | 4” 300# blind RF | CITY PIPE
4” 300# BLINDS | 4” 300# blinds | CITY PIPE
4” 300# CGI GASKETS | 4” 300# CGI GASKETS | CITY PIPE
4” 300# FF PAPER GASKET | 4” 300# FF paper gasket | MCCARTY EQUI
4” 300# FF PAPER GASKETS | 4” 300# FF paper gaskets
4” 300# GASKETS | 4” 300# gaskets no inter ring Marathon Job# 21194 | MCCARTY EQUI
4” 300# GASKETS WITH INTERRING | 4” 300# gaskets with interring | CITY PIPE
4” 300# RF WELD NECK FLANGE | 4” 300# RF weld neck flange | CITY PIPE
4” 3M/6M THREADED HEX PLUG | 4” 3M/6M Threaded Hex Plug | CITY PIPE
4” 600# BLIND | 4” 600# blind | CITY PIPE
4” 600# BLINDS | 4” 600# blinds | CITY PIPE
4” 600# CONE | 4” 600# CONE TYPE START-UP STRAINER, 304SS, 1/16” PERF, 300% OPEN AREA (18” OAL) EnLink Job# 19964 | CITY PIPE
4” 600# GASKETS NO INTER RING | 4” 600# gaskets no inter ring | CITY PIPE
4” 600# GASKETS NO INTERRING | 4” 600# gaskets no interring
4” 600# RTJ BLINDS | 4” 600# RTJ blinds
4” 600# WHEATLY CHECK VALVE | 4” 600# Wheatly check valve with a set of vitron o-ring | CITY PIPE
4” BUNA O-RING | 4” BUNA O-Ring
4” CHANNEL RED IRON | 20' of 4” Channel red iron | CITY PIPE
4” FIG 207 BLANKING UNION | 4” Fig 207 Blanking Union | CITY PIPE
4” FIG. 206 THD HAMMER UNIONS | 4” Fig. 206 Thd hammer unions | CITY PIPE
4” OVERSIZE U-BOLTS | 4" P.S. POLYSHRINK COATED XL U-BOLT W/ 4 NUTS | CITY PIPE
4” RTJ RINGS | 4” RTJ rings | CITY PIPE
4” STD WALL PIPE FRP PAD 180° | 1/4" THK X 180 DEG X 12" WD 4" P.S. FRP -ETCHED INSIDE | JET SPECIALT
4” STD WALL PIPE FRP PAD 90° | 1/4" THK X 90 DEG X 12" WD 4" P.S. FRP -ETCHED INSIDE
4” THREADED COUPLING | (blank) | CITY PIPE
4” U-BOLTS | 4” U-Bolts w/black cover and I-rods | CITY PIPE
4” U-BOLTS WITH BLACK COVER | 4” U-Bolts with black cover and I-Rods | CITY PIPE
4” U-BOLTS WITH I-ROD | 4” U-bolts with I-Rod | CITY PIPE
4” X 3” THREADED REDUCER | (blank) | CITY PIPE
4”X 3” REDUCING BUSHING | 4”x 3” reducing bushing | CITY PIPE
40' IC STRAIGHT BOOM | One day rental | CITY PIPE
40' OF 3/4 X 4 HOT ROLLED FLAT | (blank) | CITY PIPE
400 HP VFD | VFD4400-CT-930-XTO-SPL 72x72x24 NEMA 3R, Free-Standing Enclosure to include, 65kaic Main Breaker with through the door operator, Lightning Arrestor, 400HP ATV630 VFD w/ Door Mounted Keypad, JOG/OFF/AUTO,Control Transformer Upgraded to 3000 VA 240x480v-120/115/110v ,Pilot Lights for Shutdowns: Vibration, High Discharge Pressure, Lubrication Level, Low Oil Level, Spare, Control Relays Upgraded to 120v AC Add Breaker for 3/4 hp 120v Sample Pump Motor, Terminals and Dry Contacts for Field Use. Panel is to be UL 508 Listed and will be sent with a Laminated Schematic. | CITY PIPE
400 PSI SOLENOID | Parker Solenoid 71335SN2ANJ1N0H111C2 | CITY PIPE
400 TEKHW-101 HEX HEAD | Job # 21109-10 Charge back to moms meals | CITY PIPE
4004XDSB41A | 4004XDSB41A TSH-GLOBAL-841-400HP-18-TEFC-B449T-460V | CITY PIPE
4006840-CUSTOM | *TOSHIBA MOTOR DETAILS Sales Order Type: Production Order Product Type: EQP Global 840 Motor Standard: NEMA Efficiency: NEMA Premium Power Rating: 400 HP Pole Speed: 8 Pole Synchronous Speed: 900 RPM Voltage: 460 V Frequency: 60 Hz Service Factor Sinewave: 1.15 S.F. Frame: 5810US Enclosure: Totally Enclosed Fan Cooled (TEFC) Shaft Rotation: Bi-Directional, CCW from NDE/OS (CW from DE/LS) Coupling Method: Direct Coupled Load Inertia: < or = NEMA Value Horizontal Shaft Mounting Frame Construction: Cast Iron Footed Flange Requirement: Non-Flange Bracket *DESIGN REQUIREMENTS ------------------------------------------------------------------------- -- Direct On Line (DOL) Hazardous Location: Class I - Division 2 - Temperature Code: T3 - 200 Deg/C - Groups A,B,C,D Temperature Rise By Resistance: Class B at 1.0 SF *TERMINAL BOX SELECTIONS Main Terminal Box: Standard T-Box - F1 Location - Conduit Entry Facing Down *FRAME SELECTIONS ------------------------------------------------------------------------- -- Frame Space Heater - 120V Single Phase - Leads Loose in the Main Terminal Box - Standard Accessory Space Heater Lead Length *WINDING SELECTIONS ------------------------------------------------------------------------- -- 100 Ohm Platinum Stator RTD - Stator RTD Quantity 2/phase - Leads to Auxiliary Terminal Box - F-1 Location - Conduit Entry Facing Down - Standard Stator RTD Accessory Lead Length *BEARING SELECTIONS ------------------------------------------------------------------------- -- DE Ball Bearing 100 Ohm Platinum Bearing RTD - 1 Per Bearing - Lead Termination to Terminal Head - F-1 Location - Standard Bearing RTD Accessory Lead Length *ROTOR/SHAFT SELECTION Die Cast Aluminum Rotor Provisions for Accelerometer or Velocity Sensor Other Special Provision:1/4" - 20 UNC - D.E. Vibration Sensor Measurement Location Vertical (Y; F3) - N.D.E. Vibration Sensor Measurement Location Vertical (Y; F3) Shaft Type: Single Shaft *PAINT & COATING SELECTIONS ------------------------------------------------------------------------- -- Paint System: Toshiba Standard Severe Duty - Standard Toshiba Exterior Paint Color *SOFTWARE SELECTIONS ------------------------------------------------------------------------- -- Motor Outline Drawing As Built Nameplate Data Typical Performance Data Speed-Torque & Speed-Current Curve- 100% Rated Voltage Thermal Damage (Safe Stall Time) Curve Connection Diagram Spare Bearings Part List Instruction & Maintenance Manual Factory Routine Test Report | CITY PIPE
400A 600V CLASS R FUSE | 400A 600V CLASS R FUSE REDUCER | CITY PIPE
400A/3P HD FUSI600V | 400A/3P HD FUSIBLE SAFETY SWITCH 600V NEMA 3R | CITY PIPE
400AMP DISCONNECT | (blank)
400GTTFK | ??? | CITY PIPE
400HP COMPRESSOR | 400hp Compressor (SABLE) PDR20X COMPR&PART,DXR204220A206E47GCG PN 02250221-683 | CITY PIPE
400HP TOSHIBA | 400HP Toshiba 5hp Oil Cooling 5hp Gas Cooling Line Reactor Required adding 2 20HP variable torque drives to each package and the additional protection and wiring
400HP VFD | 72x72x24 NEMA 3R, Free-Standing Enclosure to include, 65kaic Main Breaker w/ Flange Mount Operator, Lightning Arrestor, 400HP ATV630 VFD w/ Door Mounted Keypad, JOG/OFF/AUTO,Control Transformer Upgraded to 1500 VA 240x480v-120/115/110v ,Pilot Lights for Shutdowns: Vibration, High Discharge Pressure, Lubrication Level, Low Oil Level, Spare, Control Relays Upgraded to 120v AC Add Breaker to Run 3/4 hp 120v Sample Pump Motor, Terminals and DRy Contacts for Field Use. Panel is to be UL 508 Listed and will be sent with a Laminated Schematic. | CITY PIPE
400HP VFD PANEL | ??? | CITY PIPE
400PSI SOLENOID | 24v 3-way parker solenoid 400psi
4024 ENVIRO GREEN | 4024 Enviro Green Verdun oil Job# 21452 | CITY PIPE
4030-DA-AL | 4030-DA-AL 4in Cplr x 3in Adpt "DA" Insta-Lock Alum Cam Groove (Prover Connections) 4”x3" Hose Coupler Adapter Female x Male Alum Cam Groove Fitting. | CITY PIPE
40322TF | 4 TTMA PTFE Enveloped Gasket W/ Fiber Core **PART NUMBER 10100C** | CITY PIPE
4088B3P12A6R2A121AC12K5Q4 | 4088 Rosemount MultiVariable Transmitter B Transmitter Register Mapping: Remote Automation Solutions Ready 3 Performance Class: Enhanced for Flow: 0.05% Reading DP Accuracy P MultiVariable Type: MultiVariable Measurement with Direct Process Variable Output 1 Measurement Type: Differential Pressure, Static Pressure, and Temperature 2 Differential Pressure: -250 to 250 inH2O (-623 to 623 mbar) A Static Pressure Type: Absolute 6 Static Pressure Range: 0.5 to 300 psia (0,03 to 20,7 bar) R Temperature Input: RTD Input (Type Pt 100, -328 to 1562 Deg F (-200 to 850 Deg C)) 2 Isolating Diaphragm: 316L SST A12 Process Connection ¦ Conn Size ¦ Flange Material ¦ Drain Vent ¦ Bolting: Assemble to Rosemount 304 or AMF Manifold with 316 SST Traditional Flange 1A Housing Style ¦ Conduit Entry Size: Aluminum housing ¦ ½-14 NPT C12 RTD Cable Options ¦ Cable Length ¦ Protection Type ¦ Coupling Flex: RTD Input ¦ 12 ft. (3.66 m) ¦ Shielded Cable K5 Product Certifications: FM Explosion-proof, Dust Ignition-proof, Intrinsically Safe, Division 2 (combination E5 and I5) Q4 Calibration Data Certification: Calibration certificate | CITY PIPE
40AST SNAP-IN CBL 100EA | Job # 21109-10 ARL 40AST SNAP-IN CBL CONNECTO | CITY PIPE
40AST SNAP-IN CBL CNCTO 300EA | Job # 21109-10 40AST SNAP-IN CBL CONNECTO | CITY PIPE
40W POWER SUPPLY | ??? | CITY PIPE
41" LOW PROFILE BOX | 41" Low Profile Box | CITY PIPE
411L | 3rd party labor to reset your relief valve for liquid service | CITY PIPE
4262S | 1" 3000# HEX PLUG 316SS | CITY PIPE
44' LOW-PRO FLATDECK TRAILER | ??? | CITY PIPE
44184650 ORING | 44184650 ORING- CLOSURE 6 VITON FOR OLD LEGACY STYLE 0.250 THICK X 6.8 ID TDW 19-3700-0680-23 | TEINERT META
446-725-002 | Model# 446-725-002 Control Air Pressure Gauge, 2" Dial, 0-160PSI, 1/4" NPT, SSXSS, Back Mount | CITY PIPE
45 1279SSL 04L 2000# | 45 1279SSL 04L 2,000#&KG/CM2 GLY FILL & DIAL CHANGE IN HSE NEW 45 FILL KIT/LOWER CONN. INCLUDED IN DURAGAUGES ABOVE 2,000#/140KGCM2 DIAL-45 1279SS | CITY PIPE
45 ELBOW | ELBOW- 45 LR BW 3 XH A234 WPB DOMESTIC | CITY PIPE
450S | 1/2" STL EMT SET/SCREW CONN | CITY PIPE
4528EZ CARD | P518796 BOARD ASSY 4528 -737-SM | BARNHART
4-6" MICRO MOTION METER | CMF400M MICRO MOTION ELITE CORIOLIS METER, 4-6 INCH (DN100-DN150), 316L STAINLESS STEEL 453 Process Connections: 6-inch CL600 ASME B16.5 F316/F316L Weld neck flange Raised face N Case Options: Standard pressure containment 2 Electronics Interface: 4-wire polyurethane-painted aluminum integral enhanced core processor for remote mount transmitters B Conduit Connections: 1/2-inch NPT - no gland A Approvals: CSA (US and Canada): Class I, Div 1 E Language: English installation manual Z Calibration Options: 0.10% mass flow and 0.0005 g/cc density calibration Z Measurement Application Software: No measurement application software Z Factory Options: Standard product | CITY PIPE
460 MOTOR SAVER | 460 MOTOR SAVER | CITY PIPE
468-DGG | ??? | CITY PIPE
468-DGG NO GAP GAUGE | ??? | CITY PIPE
46-90 WIRE MARKER | Job # 21109-10 Charge back to moms meals | SPECIALTY EQ
46A0912240 | CBTY 6X12X240 ALU STRT LDR, 9" RNG | BARNHART
46A09-12-240 | B-LINE 46A09-12-240 NEMA 20C CABLE TRAY, 12IN WIDTH, 9IN RUNG SPACING, 6IN RAIL HEIGHT, 20FT LENGTH | CITY PIPE
470G | 1-1/4" CVR W/GASKET | CITY PIPE
471S 1/2 STR L/T CONN | Job # 21109-10 Charge back to moms meals | CITY PIPE
47750 1-2 UNIVERSAL DIE | (blank) | CITY PIPE
480 DISTRIBUTION PANEL | PRL3A 250A MCB 480 3PH 3W N3R MARATHON 20122-01 | CITY PIPE
48-00-5712 | Milwaukee sawsall blades, 10 TPI Thick metal | CITY PIPE
480V BREAKER BOX | ??? | CITY PIPE
480V DIST PANEL | ??? | CITY PIPE
480VAC DRIVE | CFW700D88P0T4DBN1H1ACS1 88A Nema 1/IP20 480VAC Drive | CITY PIPE
48-32-5022 | MILW 48-32-5022 1/2 SOCKET ADAPTER
48-39-0521 | 18 TPI STD DEEP CUT PORTABLE BAND SAW BLADE 3PK | CITY PIPE
48-39-0530 24T BI-MET BAND BLD | Job # 21109-10 MIL 48-39-0530 24T BI-MET BAND BLD | CITY PIPE
48-39-0531 | MILW 48-39-0531 24TPI BIM DEEP BSB 3PK | CITY PIPE
48-39-0609 | Milwaukee Compact Bandsaw blade, 3pk, 8/10TPI, Thick metal | CITY PIPE
48-39-0631 | MILW 48-39-0631 30-9/16 IN. 12/14 TPI COMPACT EXTREME THIN METAL BAND SAW BLADE 3PK | CITY PIPE
48-89-2739 | MILW 48-89-2739 17/32 THNDRBLT BIT | CITY PIPE
48X48X12 N1 PNTD SC | 48x48x12 N1 PNTD SC | CITY PIPE
4900-15 NORTHERN | ??? | CITY PIPE
4900-15 PUMP SKID | ??? | CITY PIPE
4900-20 NORTHERN | ??? | CITY PIPE
4900-20 NORTHERN PUMP | ??? | CITY PIPE
4900-20 PUMP SKID | ??? | CITY PIPE
490S-120-R | TOMAR 490S-120R 120VAC RED STROBE 1/2-14 NPT MOUNT LEXAN LENS | CITY PIPE
491441PXT-K-300 | 491441PXT-K-300 PXT-K-300 TRANSMITTER PRESSURE 4-20 Ma | CITY PIPE
491S 1/2 90D L/T STL | Job # 21109-10 Charge back to moms meals | CITY PIPE
49MARB | SIEM 49MARB Universal Reset | CITY PIPE
49NW87 | WELDING CABLE CONNECTOR CRIMP 225AMP 5 PACK
4B1 REPLACEMENT HANDLE | 4B1 REPLACEMENT HANDLE FOR 4" GMEC BALL VALVE, SQUARE | CITY PIPE
4CL150F150/XE2640A | 4” CL150 SERIES F150 FLO-TITE FLOATER DESIGN FULL PORT BALL VALVE, CS X SS, 2 PIECE DESIGN, TFM SEAT MOUNTED TO A TRIAC XE 2640A IN.LB 24 VDC ELECTRIC ACTUATOR, ON/OFF FAIL IN PLACE, NEMA 4, 4X, 7 & 9, HEATER/THERMOSTAT, VISUAL INDICATOR, 2 LIMIT AND 2 TORQUE SWITCHES, MOUNTING BRACKET & COUPLER FULLY ASSEMBLED AND TESTED | CITY PIPE
4CL150VSF/LADCWX1000 | 4 IN. CL150 50-50 STFE SEATS, VSF SERIES STAINLESS STEEL SEGMENTED V-BALL, G-PTFE PACKING MOUNTED TO A VALVCON LADCWX SERIES 1000 IN.LB ELECTRIC FAIL SAFE ACTUATOR W/ 4-20 MA OR 0-10VDC POSITION FEEDBACK, BATTERY BACK UP, 2 AUXILLARY LIMIT SWITCHES, UNIVERSAL POWER, HOLDING BRAKE, HEATER/THERMOSTAT, HANDWHEEL OVERRIDE, VISUAL INDICATOR, MOUNTING BRACKET & COUPLER FULLY ASSEMBLED & TESTED $4950.00 EA. / IN STOCK | CITY PIPE
4CVR15-CSVS-R | 4" 150# RF Check Valve, ASTM A216 GR WCB Body, ASTM A351 GR CF8M Discs, Viton Seats, 316SS Spring, Wafer Style Champion #4CVR15-CSVS-R | CITY PIPE
4E-31C8M10F | 3" 150# RF Swing Check Valve, CF8M/316SS Body & Cover, API Trim 10, NACE. 4E# 3" 4E-31C8M10F | CITY PIPE
4F963 | TAP MAGIC CUTTING OIL 16OZ SQUEEZE BOTTLE, YELLOW | CITY PIPE
4FC33SRF | 4" Full Port R.F. Ansi 300 740# WP Steel Check Valve S.S. Seat Nace | CITY PIPE
4FF33NRF | 4" Full Port R.F. Ansi 300 740# WP Steel Ball Valve 316 S.S. Ball & Stem, Nace | CITY PIPE
4-HESILED 24 | Parts purchased for Kenneth Smith 1H-29X for Ovintiv | BARNHART
4IN 105D PL INS | Job # 21109-10 Charge back to moms meals | CITY PIPE
4IN 90 DEG EMT 3EA | Job # 21109-10 Charge back to moms meals | CITY PIPE
4IN ADPT X FMNPT "A" BRASS | 4in Adpt x FmNPT "A" Brass Cam Groove | CITY PIPE
4IN BALL VALVE | ??? | CITY PIPE
4IN CAM GROOVE | ??? | CITY PIPE
4IN DUST CAP | 4in Dust Cap "DC" Brass Cam Groove
4IN NIPPLE | ???
4IN STL EMT | Job # 21109-10 Charge back to moms meals
4SD-EK KNCKT BOX | Job # 21109-10 Charge back to moms meals | CITY PIPE
4SQ BLNK FLT BX CVR | (blank) | CITY PIPE
4SQ CVR | 4SQ CVR | CITY PIPE
4SQ CVR RCPT | 4SQ CVR rcpt | CITY PIPE
4SQ FLAT BLANK COVER | Job # 21109-10 Charge back to moms meals | CITY PIPE
4SQ WLDBX W1/2&3/4KN | 4sq wldbx W1/2&3/4KN
4VT2LD56DRUNVL84 | 4' 57W LED VPRTITE 6000LM | CITY PIPE
4-WAY | ??? | CITY PIPE
4-WAY VALVE | VALVE: 16"150# MODEL B4711 GENERAL 4 WAY DIVERTER VALVE ‐VITON SLIPS & O‐RINGS ‐PRESSURE GAUGE DTR SYSTEM ‐STANDARD GEAR BOX ‐MOTOR ADAPTED FA25 ACTUATOR: Type ON/OFF MULTI‐TURN Manufacturer ROTORK Model Number IQH40‐FA25A‐173 Enclosure Rating FM EXPLOSION PROOF RPM 173 Power Supply 480/3/60 Control Voltage 24VDC Actuator Orientation PERPENDICULAR Controls Wiring Diagram 100B0000 Bluetooth Setting Tool YES OPERATING TIME: 12.5 SECONDS INCLUDES: ‐H ydro Test per API 6D w/ Witness – Must be scheduled in advance a􀅌er valves / order has been received. Shell test for 2hrs @ 450 psig 2/ Chart Recorder H/P Seat Test 5 minutes @ 325 psig L/P Seat Test 80 ‐100 psig for 5 minutes per Annex H h‐3 Type II (Air / Nitrogen) TAKING EXCEPTION TO Torque / Thrust Functioning Testing, if needed will be $650.00 /ea also add additional (1) week to the quote. | CITY PIPE
4-WAY VALVE 4" 300# | C-00280L-300#-W/A New LCI 4-Way Valve, 4" 300# To include Hydraulic Rack & Pinion Actuator w/ 12V Hydraulic Pump (LCI Std. Face to Face dimensions are 17 inches. Please supply dimensions if your requirements are different) SCS Prover Job#19008 | CITY PIPE
4X1 TOL | Bonney Forge taper bore design | CITY PIPE
4X1/2 SOCKOLET | (blank) | BARNHART
4X1/2" STRIPE MINI K | (blank) | CITY PIPE
4X2 RECTANGLE TUBING 1/4 RED | (blank) | CITY PIPE
4X2 TUBING | 4 X 2 RECTANGLE TUBING 1/4 20' Length | CITY PIPE
4X3 3000/6000# HEX THD BUSHING | (blank) | CITY PIPE
4X3 3000/6000# THD HEX BUSHING | (blank) | CITY PIPE
4X3 STD CON RED | (blank) | CITY PIPE
4X3 XH CONC RED | 4x3 XH Conc Red EVX Job# 21884 & 21885 | CITY PIPE
4X3-10 CHARGE PUMP | Ruhrpumpen CPO ANSI unit 1.0 Conditions: 500GPM @ 110PSI -- Crude Oil, 0.816SG Pump: Ruhrpumpen CPO ANSI 4x3-10 DI/SS Impeller: 9.06" Motor: 60HP 3600RPM TEFC 3-Phase, 364TS Frame Seal: 1.750" Single Cartridge, C/SC/Viton Coupling: Woods with Spacer Guard: Aluminum Non-Sparking Barrel Type Skid Mounted on Channel Steel | CITY PIPE
4X4 GALV NIP | Job # 21908-01 Charge back to snake Pit | CITY PIPE
4X6-13 GOULDS | 4X6-13 MTI D/D GOULD'S 3196 MTI 4X6-13 MTI DUCTILE IRON 11.6875" IMP TRIM, #9 5PC SPACER COUPLINGS
4Z-C4L-1-SS CHECK VALVE | 4ZC4L1SS (118538) 1/4" SS CHECK VALVE, 1 PSIG CRACK PRESSURE, 6000 PSIG WP, BODY/CAP ASTM A 276 TYPE 316, SEAT FLUOROCARBON RUBBER, POPPET ASTM A 479 TYPE 316, SPRING 316 SS
5 BLADE RELAY | ???
5 GALLON DEGREASER | (blank) | CITY PIPE
5 GALLON KIT GREY | 5 gallon kit of FSC 36463 Light Steel Grey ( High Solids )
5 GALLON KIT OF ANCHORS AWEIGH | 5 gallon kit of Anchors Aweigh | CITY PIPE
5 GALLON KIT OF DESERT TAN | 5 gallon kit of Desert Tan
5 GALLON KIT OF EPO-PHEN | 5 gallon kit of EPO-PHEN Delek Job# 21959 | CITY PIPE
5 GALLON KIT OF HIGH SOLIDS | 5 gallon kit of High Solids Shale Green | CITY PIPE
5 GALLON KIT OF MACROPOXY | 5 gallon kit of Macropoxy | CITY PIPE
5 GALLON KIT OF MEDALLION TAN | 5 gallon kit of Medallion Tan | CITY PIPE
5 GALLON KIT OF ZINC CLAD 4 | 5 gallon kit of Zinc Clad 4 | CITY PIPE
5 GALLON KITS HIGH SOLIDS WHITE | 5 gallon kits of High Solids White | CITY PIPE
5 GALLON KITS OF ACROLON | 5 gallon kits of Acrolon High Gloss White | CITY PIPE
5 GALLON KITS OF ACROLON 218 | 5 – gallon kit of Acrolon 218 HS Gloss white | CITY PIPE
5 GALLON KITS OF MACROPOXY | 5 gallon kits of Macropoxy Price includes Supply Chain Charge | CITY PIPE
5 GALLON KITS OF MACROPOXY 646 | 5 gallon kits of Macropoxy 646 | CITY PIPE
5 GALLON KITS OF MARCROPOXY | 5 gallon kits of Marcropoxy | CITY PIPE
5 GALLON KITS OF MOBILE BEIGE | 5 gallon kits of Mobile Beige | CITY PIPE
5 GALLON KITS OF RECOATABLE | 5 gallon kits of recoatable | BARNHART
5 GALLON OF WHITE D2M | 5 gallon of White D2M | CITY PIPE
5 GALLON SHALE GREEN | 5 gallon kit of high solids shale green Marathon 20595 | CITY PIPE
5 GALLONS OF MEDALLION TAN | Medallion Tan | CITY PIPE
5 OF D2M DESERT TAN | 5 of D2M Desert Tan EVX Job# 22194
5 OF DTM DESERT TAN | 5 of DTM Desert Tan EVX Job# 22063 | CITY PIPE
5 US GALLON SEAL POT | 5 US Gallon Seal Pot with WPLG and Cooling Coil and ASME Stamp 8” S10 304/304L SS Construction Size 3 Sight Glass, 5-3/4” Visible Range, SS Base, CS Cover 1/2” x 0.065” Wall Cooling Coil, Seamless 316/316L SS Ports: Fill: 1” FNPT Seal Inlet and Outlet: 1/2” FNPT Cooling Media Inlet and Outlet: 1/2” FNPT Hi & Lo Level Switches: 3/4” FNPT Vent & Drain: 1/2” FNPT Design: MAWP 350 PSIG @ 350°F. ASME ‘UM’ Code Stamp Included | CITY PIPE
5 VALVE MANIFOLD (PXF) (5VMT) | IVI-5 VMT 5 Valve Pipe to Flange Manifold, 316SS, mounting bolts and washers included | CITY PIPE
5" 10# HOT ROLLED BEAM | (1) 20' joint | CITY PIPE
5" 10# HOT ROLLED IBEAM | (1) 20' joint | MCCARTY EQUI
5" 150# RF BLIND FLANGE | (blank) | CITY PIPE
5" 150# SS WN | 5 150 RF WN FLG 40S 316/L (MACHINE TO FF) | CITY PIPE
5" 16# HOT ROLLED BEAM | (3) 20' joints, 60' total | ELLIOTT ELEC
5" ANSI B16.6 FLANGE | (blank) | CITY PIPE
5"-3" X 3/4" TOL | Bonney Forge taper bore design | CITY PIPE
5,800 AL XHHW #250 WIRE & CABLE | Job # 21109-10 Charge back to moms meals
5.5 BED MAT | 5.5 Bed Mat | ESQUAREDI IN
5/16 316SS NUT | (blank) | ESQUAREDI IN
5/16 HEX HEAD X 1" | Job # 21109-10 Charge back to moms meals | CITY PIPE
5/16 X 4 316SS STUD | (blank)
5/16 X 4 SS CAP SCREW | 5/16 X 4 SS ALL THD CAP SCREW | DEALERS
5/16" THUNDERBOLT | 5/16" Thunderbolt black oxide drill bit | DK CONTROLS
5/16" X 4 SCREWS SS | 5/16" x 4 Screws SS w/double nuts | DEALERS
5/16” SS NUTS | 5/16” SS nuts | UNGER WATER
5/16” X 4” SS CAP SCREWS | 5/16” x 4” SS cap screws | MCBRIDE
5/16THH GUY WIRE THIMBLES | 5/16THH guy wire thimbles | DEALERS
5/8 - 11 GR8 LOCK NUT | (blank) | SUMMIT
5/8 X 3 3/4 BLK STUD BOLT | ??? | ELC SECURITY
5/8 11 X 1 HEX CAP SCREW | (blank) | DEALERS
5/8 ACORN GRND CLAMP 9EA | Job # 21109-10 Charge back to moms meals | FMC TECHNOLO
5/8 COLD ROLLED ROUND | (5) 20' joints | FMC TECHNOLO
5/8 COLD ROLLED ROUND STOCK | (5) 20' joints, 100' total | FMC TECHNOLO
5/8 F436 CAD PLATED WASHERS | (blank) | FMC TECHNOLO
5/8 FLAT STEEL GRD 8 WASHER | (blank) | FMC TECHNOLO
5/8 FLAT WASHER | (blank) | FMC TECHNOLO
5/8 FLAT WASHERS | 5/8 Flat Washers
5/8 GRADE 8 LOCK WASHER | (blank)
5/8 GRD 8 LOCK NUT WASHER | (blank) | CAMERON MEAS
5/8 HOT ROLLED ROUND | (5) 20' joints, 100' total | CAMERON MEAS
5/8 LOCK WASHER | (blank) | DRAGON PROD
5/8 LOCK WASHERS | 5/8 Lock Washers | DRAGON PROD
5/8 NUT | (blank) | AWC, INC
5/8 X 1 GRADE 8 CAP SCREW | (blank) | AWC, INC
5/8 X 12 BLACK STUD | (blank) | DEALERS
5/8 X 2 1/4 GRADE 8 CAP SCREW | (blank) | BRICE CO
5/8 X 2 GRADE A CAP SCREW | (blank) | BRICE CO
5/8 X 3 ¾” BLACK BOLTS | 5/8 x 3 ¾” black bolts | BRICE CO
5/8 X 3 1/2 BLACK STUD | (blank) | ODESSA PUMPS
5/8 X 3 1/2 BLK STUD | (blank) | ZONE INDUST
5/8 X 3 1/2 BLK STUD BOLT | ??? | ZONE INDUST
5/8 X 3 1/2 BLUE TEFLON STUD | (blank) | EADS DISTRIB
5/8 X 3 1/2 CAD STUD | (blank) | FMC TECHNOLO
5/8 X 3 1/2 CAPSCREW | (blank) | ELLIOTT ELEC
5/8 X 3 1/2 GRADE 8 CAP SCREW | (blank) | ELLIOTT ELEC
5/8 X 3 3/4 BLACK STUD | (blank)
5/8 X 3 3/4 BLK STUD | (blank)
5/8 X 3 3/4 BLK STUD BOLT | ??? | ELLIOTT ELEC
5/8 X 3 3/4 CAD PLATED STUD | (blank)
5/8 X 3 3/4 CAD STUD | (blank)
5/8 X 3 3/4 TEFLON STUD | (blank)
5/8 X 3 3/4 YELLOW CAD STUD | (blank) | ELLIOTT ELEC
5/8 X 3 3/4" BLUE TEFLON BOLTS | (blank) | ELLIOTT ELEC
5/8 X 3 3/4" YELLOW CAD BOLTS | (blank) | ELLIOTT ELEC
5/8 X 3 GRADE 8 CAP SCREW | (blank) | SAUNDERS COM
5/8 X 3-1/2 BLK STUD BOLT | ??? | ELLIOTT ELEC
5/8 X 3-1/2 STUDS | ???
5/8 X 3-3/4 STUDS | 5/8 x 3-3/4 Studs | CITY PIPE
5/8 X 3-3/4 YLW CAD STUD BOLT | ???
5/8 X 3-3/4" CAD STUDS | 5/8 x 3-3/4" Cad Studs
5/8 X 4 1/2 BLACK STUD | (blank) | SUMMIT
5/8 X 4 1/2 CAD STUD | (blank) | SUMMIT
5/8 X 4 1/2 GRADE 8 CAP SCREW | (blank) | ELLIOTT ELEC
5/8 X 4 1/2 YELLOW CAD STUD | (blank) | ELLIOTT ELEC
5/8 X 4 B7 STUD | (blank) | ELLIOTT ELEC
5/8 X 4 BLK STUD | ??? | SUMMIT
5/8 X 4 CAD PLATED STUD | (blank) | SUMMIT
5/8 X 4 CAD STUD | (blank) | SUMMIT
5/8 X 4 CAD STUDS | STUD- 5/B X 4 CAD PLATED A193 B7 W/ 2 HEX NUTS | SUMMIT
5/8 X 4 TEFLON COATED STUD | (blank) | JET SPECIALT
5/8 X 4-1/2 CAD STUDS | 5/8 x 4-1/2 Cad Studs
5/8 X 4-1/2 STUDS | 5/8 x 4-1/2 Studs | CITY PIPE
5/8 X 5 1/2 BLACK STUD | (blank) | CITY PIPE
5/8 X 5 1/2 CAD STUD | (blank) | CITY PIPE
5/8 X 5 CAD STUD | (blank)
5/8 X 6 1/2 CAD STUD | (blank) | TULCO OILS
5/8 X 6 1/2 TEFLON BOLT | (blank) | TULCO OILS
5/8 X 6 1/2 YELLOW CAD STUD | (blank) | CITY PIPE
5/8 X 6 BLACK STUD | (blank) | ELLIOTT ELEC
5/8 X 6 BLK STUD | (blank) | ELLIOTT ELEC
5/8 X 6 TEFLON STUD | (blank) | GARDNER DENV
5/8 X 6-1/2 B7 STUDS | ??? | GARDNER DENV
5/8 X 6-1/2 CAD STUD | (blank) | ELLIOTT ELEC
5/8 X 9 BLACK STUD | (blank) | ELLIOTT ELEC
5/8 X 9" STUDS | ??? | ELLIOTT ELEC
5/8" 3-1/2 CAD STUDS | ??? | ELLIOTT ELEC
5/8" 3-3/4 CAD STUDS | 3/4" x 7 Cad Studs | ELLIOTT ELEC
5/8" 3-3/4" B7 STUDS | 3" 150# Gaskets | SUMMIT
5/8" BLUE TEFLON WASHERS | (blank) | SUMMIT
5/8" BUNA O-RING MATERIAL | 5/8" Buna O-ring Material | SUMMIT
5/8" CAP SCREWS | GRADE 8 HARDWARE, 5/8-11 X 2 1/4 HEX CAP SCREW W/ 25/8 USS FLAT WASHER & 5/8-11 NYLON INSERT LOCK NUT | ELLIOTT ELEC
5/8" FLAT WASHERS | Grade 8 | ELLIOTT ELEC
5/8" GRADE 8 FLAT WASHERS | (blank) | ELLIOTT ELEC
5/8" GRADE 8 LOCK NUTS | (blank) | ELLIOTT ELEC
5/8" GRADE 8 LOCK WASHERS | (blank) | ELLIOTT ELEC
5/8" HOT ROLLED SMOOTH PLATE | (7) 4' X 8' sheets split between (7) skids | AMOT CONTROL
5/8" LOCK NUTS | Grade 8 | FMC TECHNOLO
5/8" LOCK WASHERS | Grade 8 | CITY PIPE
5/8" LOCK WASHERS GRADE 8 | (blank) | ELLIOTT ELEC
5/8" LOCKING NUTS | 5/8" LOCKING NUTS GRADE 8 | ELLIOTT ELEC
5/8" NUTS | 5/8" Nuts for UBolts | ELLIOTT ELEC
5/8" SPLIT LOCK WASHER GRADE 8 | (blank) | ELLIOTT ELEC
5/8" T X 5/8" T UNION | 5/8" T X 5/8" T UNION 316SS BILOK TUBE FITTING | DAVIS & DAVI
5/8" X 1 3/4" CAP SCREWS | Grade 8 | DAVIS & DAVI
5/8" X 1" CAP SCREWS | Grade 8
5/8" X 1" CAPSCREW W/LW | 5/8" x 1" Capscrew W/Lock Washer | HATFIELD AND
5/8" X 1" GRADE 8 | cap screws | CITY PIPE
5/8" X 1" GRADE 8 CAP SCEW | (blank) | HOSE OF SOUT
5/8" X 1" GRADE 8 CAP SCREWS | (blank) | FMC TECHNOLO
5/8" X 10 STUDS | ??? | CITY PIPE
5/8" X 2 1/4" CAP SCREWS | Grade 8 | SPECIALTY EQ
5/8" X 2 1/4" GRADE 8 CAPSCREWS | (blank) | ELLIOTT ELEC
5/8" X 2" GRADE 8 CAP SCREWS | (blank) | BPS SUPPLY G
5/8" X 2-1/2 CAP SCREWS | 5/8" x 2-1/2 Cap Screws | SUMMIT
5/8" X 3 1/2" BLACK BOLTS | (blank) | WL WALKER CO
5/8" X 3 1/2" CAP SCREW | Grade 8 | ELLIOTT ELEC
5/8" X 3 1/2" CAP SCREWS | Grade 8 | MICRO MOTION
5/8" X 3 1/2" GRADE 8 | cap screws | MICRO MOTION
5/8" X 3 1/2" YELLOW CAD BOLTS | (blank) | MICRO MOTION
5/8" X 3 1/4" BLUE TEFLON BOLTS | ???
5/8" X 3 3/4" BLACK BOLTS | (blank) | MICRO MOTION
5/8" X 3 3/4" BLACK STUD | (blank) | MICRO MOTION
5/8" X 3 3/4" BLUE TEFLON BOLTS | (blank) | MICRO MOTION
5/8" X 3 3/4" GOLD CAD STUD | (blank) | MICRO MOTION
5/8" X 3 3/4" YELLOW CAD BOLTS | (blank)
5/8" X 3" GRADE 8 | cap screws | MICRO MOTION
5/8" X 3-1/2 STUD | ??? | MICRO MOTION
5/8" X 3-1/2" SS STUDS | ??? | MICRO MOTION
5/8" X 3-3/4 STUDS | ???
5/8" X 3-3/4" B7 STUDS | 5/8" x 3-3/4" B7 Studs | MICRO MOTION
5/8" X 3-3/4" BLACK BOLTS | STUD- 5/8 X 3-3/4 BLACK A193 B7 W/ 2 HEX NUTS | MICRO MOTION
5/8" X 3-34 STUDS | ??? | MICRO MOTION
5/8" X 4 1/2" BLACK BOLTS | (blank) | EMERSON PROC
5/8" X 4 1/2" BLACK STUD | (blank) | MICRO MOTION
5/8" X 4 1/2" BLUE TEFLON BOLTS | (blank) | EMERSON PROC
5/8" X 4 1/2" GOLD CAD STUD | (blank) | MICRO MOTION
5/8" X 4 1/2" YELLOW CAD BOLTS | (blank)
5/8" X 4 3/4" | Blue Teflon Bolts | MICRO MOTION
5/8" X 4 3/4" BLUE TEFLON BOLTS | (blank) | MICRO MOTION
5/8" X 4 CAD STUDS | ??? | MICRO MOTION
5/8" X 4 STUDS | ???
5/8" X 4" BLACK BOLTS | (blank) | MICRO MOTION
5/8" X 4" BLACK STUD | (blank) | MICRO MOTION
5/8" X 4" YELLOW CAD BOLTS | (blank) | MICRO MOTION
5/8" X 4-1/2 STUDS | ??? | MICRO MOTION
5/8" X 4-1/2 CAD STUDS | 5/8" x 4-1/2 cad studs | MICRO MOTION
5/8" X 4-1/2 STUD | ??? | SUMMIT
5/8" X 4-1/2 STUDS | black bolts size 5/8” x 4 ½” | SUMMIT
5/8" X 4-1/2" SS STUDS | ??? | SUMMIT
5/8" X 5 1/2" BLACK BOLTS | (blank) | ELLIOTT ELEC
5/8" X 5 1/2" BLACK STUD | (blank) | ELLIOTT ELEC
5/8" X 5 1/2" YELLOW CAD BOLTS | (blank) | ELLIOTT ELEC
5/8" X 5" BLUE TEFLON BOLTS | (blank) | AWC, INC
5/8" X 6 1/2" BLACK BOLTS | (blank) | KNIGHTEN MAC
5/8" X 6 1/2" BLUE TEFLON BOLTS | ??? | FENDER
5/8" X 6 1/2" YELLOW CAD BOLTS | (blank) | THE SHERWIN
5/8" X 6' CU GROUND ROD | (blank) | ELLIOTT ELEC
5/8" X 6 NEOP COATED U-BOLT | (blank) | E-Z PIPE
5/8" X 6 STUDS | 5/8" x 6 Studs | THE SHERWIN
5/8" X 6-1/2" TEFLON BOLTS | 5/8" x 6-1/2" Teflon bolts | HIGGINBOTH16
5/8" X 7 1/2" | Yellow CAD bolts | A PLUS CONTR
5/8" X 7 1/2" YELLOW CAD BOLTS | (blank) | CITY PIPE
5/8" X 7" BLUE TEFLON BOLTS | ??? | TORO COMPLET
5/8" X 72" RED LINE (RL) | 5/8" X 72" RED LINE GLASS **(2) STICKS AT 16" LENGTH** | CITY PIPE
5/8" X 72" RED LINE GLASS | 5/8" X 72" RED LINE GLASS **(2) STICKS @ 16" LENGTH** | CITY PIPE
5/8" X 9 1/2" GOLD CAD STUD | (blank) | CITY PIPE
5/8" X 9 CAD STUDS | 5/8" x 9" Cad Studs W/Nuts | CITY PIPE
5/8” GRADE 8 FLAT WASHERS | 5/8” grade 8 flat washers | CITY PIPE
5/8” GRADE 8 LOCK WASHERS | 5/8” grade 8 lock washers | CITY PIPE
5/8” LOCK NUTS | 5/8” lock nuts | RAM TOOL
5/8” LOCK WASHERS | 5/8” lock washers | SUMMIT
5/8” LOCKING NUTS | 5/8” locking nuts grade 8 | DK CONTROLS
5/8” X 1 ¾” GRADE 8 | 5/8” x 1 ¾” grade 8 cap screws | CITY PIPE
5/8” X 1” CAP SCREWS GRADE 8 | 5/8” x 1” cap screws grade 8 | INDUSTRIAL
5/8” X 1” GRADE 8 CAP SCREWS | 5/8” x 1” grade 8 cap screws | INDUSTRIAL
5/8” X 1” GRADE A CAP SCREWS | (blank) | INDUSTRIAL
5/8” X 2 ¼ GRADE 8 CAPSCREW | (blank) | CITY PIPE
5/8” X 2 ¼” GRADE 8 CAP SCREWS | 5/8” x 2 ¼” grade 8 cap screws | TORO COMPLET
5/8” X 2 ½” CAP SCREWS GRADE 8 | 5/8” x 2 ½” cap screws grade 8 | CITY PIPE
5/8” X 2 ½” GRADE 8 CAP SCREWS | 5/8” x 2 ½” grade 8 cap screws with locking nuts | INDUSTRIAL
5/8” X 2” CAP SCREWS GRADE 8 | (blank) | TEINERT META
5/8” X 2” GRADE 8 | 5/8” x 2” grade 8 cap screws | CITY PIPE
5/8” X 2” GRADE 8 CAP SCREWS | 5/8” x 2” grade 8 cap screws | INDUSTRIAL
5/8” X 3 ½” BLACK BOLTS | 5/8” x 3 ½” black bolts | INDUSTRIAL
5/8” X 3 ½” CAD BOLTS | 5/8” x 3 ½” cad bolts | INDUSTRIAL
5/8” X 3 ½” CAP SCREWS GRADE 8 | 5/8” x 3 ½” Cap screws grade 8 | INDUSTRIAL
5/8” X 3 ½” GRADE 8 CAP SCREWS | 5/8” x 3 ½” grade 8 cap screws | INDUSTRIAL
5/8” X 3 ½” YELLOW CAD BOLTS | 5/8” x 3 ½” yellow cad bolts | TORO COMPLET
5/8” X 3 ½” YELLOW CAD STUD | (blank) | CITY PIPE
5/8” X 3 ¾” BLACK BOLTS | 5/8” x 3 ¾” black bolts | CITY PIPE
5/8” X 3 ¾” CAD BOLTS | 5/8” x 3 ¾” cad bolts | INDUSTRIAL
5/8” X 3 ¾” YELLOW CAD BOLTS | 5/8” x 3 ¾” yellow cad bolts | CITY PIPE
5/8” X 3” BLACK BOLTS | 5/8” x 3” Black Bolts | CITY PIPE
5/8” X 3” CAP SCREWS | 5/8” x 3” cap screws grade 8 with locking nuts | JOHNSON TOOL
5/8” X 3-3/4 STUDS BLACK | 5/8” x 3-3/4 Studs Black | TEINERT META
5/8” X 3-3/4” CAD PLATED STUDS | 5/8” x 3-3/4” Cad Plated Studs | TEINERT META
5/8” X 3-3/4” STUDS BLACK | 5/8” x 3-3/4” Studs Black | TEINERT META
5/8” X 4 ½” BLACK BOLTS | 5/8” x 4 ½” black bolts | TEINERT META
5/8” X 4 ½” CAD BOLTS | 5/8” x 4 ½” cad bolts
5/8” X 4 ½” GOLD CAD BOLTS | 5/8” x 4 ½” gold cad bolts
5/8” X 4 ½” YELLOW CAD BOLTS | 5/8” x 4 ½” yellow cad bolts
5/8” X 4 ½” YELLOW CAD STUD | (blank)
5/8” X 4” BLACK BOLTS | 5/8” x 4” black bolts
5/8” X 4” CAD BOLTS | 5/8” x 4” cad bolts | MICRO MOTION
5/8” X 4” CAP SCREWS GRADE 8 | 5/8” x 4” cap screws grade 8 | CI ACTUATION
5/8” X 4” GRADE 8 CAP SCREWS | 5/8” x 4” grade 8 cap screws | SUMMIT
5/8” X 4” YELLOW CAD BOLTS | 5/8” x 4” yellow cad bolts
5/8” X 5 ½” BLACK BOLTS | 5/8” x 5 ½” black bolts
5/8” X 5” CAP SCREWS GRADE 8 | 5/8” x 5” cap screws grade 8
5/8” X 5” YELLOW CAD BOLTS | 5/8” x 5” yellow cad bolts
5/8” X 6 ½” BLACK BOLTS | 5/8” x 6 ½” black bolts
5/8” X 6 ½” CAD BOLTS | 5/8” x 6 ½” Cad bolts | INDUSTRIAL
5/8” X 6 ½” YELLOW CAD BOLTS | 5/8” x 6 ½” yellow cad bolts | E-Z PIPE
5/8-11 X 6 1/2 A193 B7 STUD | (blank) | E-Z PIPE
5/8-11 X 6 1/2 YELLOW CAD | 5/8-11 X 6 1/2 A193 B7 STUD W/NUTS CAD *** STOCK MIDLAND *** | E-Z PIPE
5’’- 4’’X1’’ TOL 3000LB | 5’’- 4’’X1’’ TOL 3000LB | E-Z PIPE
5’’ FLG WNFF 150LB STD | 5’’ FLG WNFF 150LB STD | INDUSTRIAL
5” 150# FF PAPER GASKETS | 5” 150# FF paper gaskets | INDUSTRIAL
50 1/2 ADJUSTABLE BEAM | Job #21109-10 Charge back to moms meals | INDUSTRIAL
50 HP VFD | 50 hp VFD cabinet with: Wallmount Type 3R Enclosure 47" High x 27" Wide " x 14" Deep, Main breaker with through the door operator,Schneider ATV630 Variable Torque, Lightning arrestor,Fan and filters for cooling, Control transformer fused primary and secondary, HOA in Door, VFD Keypad in door with cover, Laminated schematics, UL508, 24 hours phone support. | INDUSTRIAL
500 1902 3/4 1H STEEL EMT | Job # 21109-10 Charge back to moms meals | INDUSTRIAL
500 GALLONS OF WATER | 500 Gallons of Water | INDUSTRIAL
500 GRADUATE CYLINDER | 500 Graduate Cylinder | INDUSTRIAL
500 THHN 12 GREEN STRANDED | Job # 21109-10 Charge back to moms meals | INDUSTRIAL
5000 SEALS | Per Qty. 5000 each TWIST SEAL 12" 7XST PC GREEN "SCM" PERSONALIZATION: SCM NUMERING TO START AT 0019001 12 INCHES WIRE | INDUSTRIAL
5009 EG 3" EMT | Job # 21109-10 Charge back to moms meals | INDUSTRIAL
500-BLA-37STR-CU-1CL 525EA | Job # 21696-01 WIRE XHHW-500-BLA-37STR-CU-1CL; 600V;CU; 500 KCMIL; 37 STR; BLACK; 90C | INDUSTRIAL
506-0551 | 2" Weathercap | TEINERT META
506-0552 3” WEATHERCAPS | 506-0552 3” Weathercaps | TEINERT META
508, 1P, DM, 24VDC | 508, 1P, DM, 24VDC, N/O, ATX, 2A | TEINERT META
508, 1P, DM, 24VDC, | 508, 1P, DM, 24VDC, N/O, ATX, 10A | TEINERT META
50EG PIPCLMP F 150EA | Job # 21109-10 Charge back to moms meals | TEINERT META
50EI60E 060 0/250F | 50EI60E 060 0/250F | UP&S, INC
50EI60E 090 0/250F | 50EI60E 090 0/250F
50EI60E 120 0/250F | 50EI60E 120 0/250F
50HP 1800RPM | MOTOR: ELECTRIC 50HP, 1800, 326T, C1D2. UWEG_05018ET3E326T-W22. Medallion 23962-01, 23963-01 & 23964-01
50HP NORTH AMERICAN 3600RPM | 50HP North American 3600RPM 326TS Frame TEFC 460V 3Ph | CITY PIPE
50HP TOSHIBA 1800RPM | 50HP Toshiba 1800RPM 326T Frame TEFC 460V 3Ph | INDUSTRIAL
5100-006272 SENSMART 5100 EC | SenSmart 5100 EC SenSmart 5100: Area Classification: Division 1 Explosion Proof Enclosure Type: Aluminum 3-Wire/Heated Models: Standard 3-Wire Model Output Option: Standard 4-20mA Output Gas Type: Hydrogen Sulfide Sensor Type: 10-1022 Smart Sensor, EC with Arctic Heater, 0-10/50/100/200PPM, Hydrogen Sulfide Sensor Range: 0-50ppm Sensor Location: Local Mount with Splash Guard | MIDSTREAM VA
51413TB | #2 LUG 3/8" BOLT | MIDSTREAM VA
516NITR0DRILLBIT | 5/16" NITRO MECH DRILL BIT | INDUSTRIAL
5233GR | 3/4" STL EXT bond LT Flex Conn
5243GRX | 3/4" STL 45D LT Conn w/ground lug | VANZANDT CON
5247GR | 2" 45D L/T GROUND CONN | INDUSTRIAL
525 GALLON TANK | Water tank for pressure washer trailer# 2001 | MIDSTREAM VA
5269N | CONN 15A 125V 2P3W STR AUTOGRIP BW
52BJK | SIEM 52BJK CONTACT BLOCK, 1N.O./1N.C.,8A | INDUSTRIAL
52BJKHL | Touchsafe contact blocks for UL Ordinary Location & UL Hazardous Location, CL1, DIV2
52JJ33 | ANNULAR CUTTER 5/8" | VANZANDT CON
52JJ35 | ANNULAR CUTTER 3/4" | MCCARTY EQUI
52JJ36 | annular cutter13/16" | MCCARTY EQUI
52NL37 | SIEM 52NL37 ACCESSORY, LEGEND HAND OFF AUTO | MCCARTY EQUI
52PL4D3 | FURN 52PL4D3 24V GRN FV P-LITE | TEINERT META
52PP2W2A | SIEM 52PP2W2A PUSHBUTTON,MTD,RED,1 3/4IN FULL PLS,2POS | CITY PIPE
52SA2CABA1P | FURN 52SA2CABA1P 3POS 1NO1NC SEL SW | UP&S, INC
5-3 X 3/4 3000# TOL | Bonney Forge taper bore design | CITY PIPE
5300BC | ??? | CITY PIPE
5363095 LUBSOIL SYNETHIC | 5363095 Lubsoil Synethic LPG WS 150 Blue: 250 | MIDSTREAM VA
53KA28 | Westward 24" Adjustable wrench, Alloy Steel, Black Phosphate
5-4 X 1 3000# TOL | Bonney Forge taper bore design | MIDSTREAM VA
5412 ES363612 | 5412 ES363612 652.99 E 652.99 EUR 5412 ES363612 ONE DOOR; MULTIPURPOSE WALL MOUN ENCLOSURE; ENCLOSURE, ONE DOOR; HEIGHT 36 INCH; W IDTH 36 INCH; DEPTH 12 INCH; STEEL; MATERIAL SPECI FICATION 16/14 GAUGE BODY, 12 GAUGE INNER PANEL; A NSI/ASA 61 GRAY BODY, WHITE PANEL
5412 ES483616 | 48" x 36" x 16" UL Type 4/12 Painted Steel Enclosure with Back Panel | CITY PIPE
5412 ESCH060604 | EUR 5412 ESCH060604 ONE DOOR; MULTIPURPOSE WALL MO NT ENCLOSURE; ENCLOSURE, ONE DOOR; HEIGHT 6 INCH; WIDTH 6 INCH; DEPTH 4 INCH; STEEL; MATERIAL SPECIF ICATION 16 GAUGE BODY, 14 GAUGE INNER PANEL; ANSI/ ASA 61 GRAY BODY, WHITE PANEL | MCCARTY EQUI
54143TB | #2 LUG 3/8 BOLT
54145TB | 2AWG BRN 1H COP LUG
5435X237 | 5435X237 Thermostatic control valve element 237F | INDUSTRIAL
5-4445-26LB-001 | 5-4445-26LB-001: Viking QS1123A bare pump | MIDSTREAM VA
54862BE | 2/0AWG 2H COP LUG | MIDSTREAM VA
54866BE | CONN. CU. LONG BARL. Marathon Job# 22163 | CITY PIPE
548862BE | 2/0AWG 2H COP LUG | CITY PIPE
54-918-2 | HG 20 Compressor Orifice | CITY PIPE
54-956 INTAKE FLANGE, HG12 | 54-956 INTAKE FLANGE, HG12 | CITY PIPE
54RZ01 | Westward combo wrench, Alloy Steel, satin, 2" | CITY PIPE
5-4X1 TOL | Bonney Forge taper bore design | INDUSTRIAL
5500B-SS | Dixon Bayco API Rack Copler FKM-B seals, Stainless Steel Handle | INDUSTRIAL
550-232-22A1 | 2" 150# Pathway BP valve, 550-232-22A1, 550 series, back pressure range 40-250 psig, Max working pressure 275 psig, working temperature -20F to +180F 550-232-22A1, which is a 550 series two-way back-pressure valve with 2” 150# RF flanges, self-contained piston operated topworks with stainless-steel piston housing, removable stainless trim seat, acetal plug insert, brass/nitrile packing gland assembly, molythane/nitrile packing & nitrile o-rings. Back-pressure range: 40-250psig; Max Working pressure: 275psig; Working temperature: -20°F to +180°F | INDUSTRIAL
550-242-14B1 | 550-242-14B1 PATHWAY TWO WAY BACK PRESSYRE VALVE WITH 2" 300# RF FLANGES, SELF CONTAINED PISTON OPERATED TOPWORKS, INTEGRAL TRIM SEAT, TEFLON TRIM PLUG INSERT, BRASS/ FLUOROCARBON PACKING GLAND ASSEMBLY, FLUOROCARBON PACKING & PRINGS, 40-240 PSIG BACK PRESSURE RANGE, 600 PSIG MAX WORKING PRESSURE | CITY PIPE
550-332-141 | ??? | ULTIMATE WEL
550-332-14D1N | 550-332-14D1N Back pressure lower pressure valve, 3” 150# RF flanged connections, piston operated topworks, integral trim seat, TFE trim plug insert, fluorocarbon/316 SST packing gland, fluorocarbon seals, monel valve stem, monel piston, other internal wetted components 316 SST, NACE certificate; WP 20-145 psig back pressure Price each $1744.00; allow 3 weeks for shipment | CITY PIPE
5544L200L | 4" F, 316SS CASE SS INTERNALS 1/4" LM, 0-200 PSI,LF OCI INDUSTRIAL GAUGE
55HE71 | Dewalt Right Angle attachment | FRANKLIN VAL
56 STAND FOR 30 GAL KENCO DRUM | 56 Stand for 30 gal Kenco Drum
561-60-3408 | 561-60-3408 OKO 561-60-3408 16AWG 8PR SPOS CLXOKOSEAL-N SP-OS MC-HL ARMD CBL CUT | CITY PIPE
56260WC | THERMOMETER 30/120F 3" IMM WLW CERTIFIED | MCCARTY EQUI
5700 DISPLAYS | DISPSTND:DISPLAY, 5700 STANDARD Delek order# 21572 | CITY PIPE
5700 FIELD-MOUNT TRANSMITTER | MICRO MOTION 5700 FIELD-MOUNT TRANSMITTER 5700R12ABAAZZZAAAZAPS | CITY PIPE
5700 METER TRANSMITTER | 5700R12ABAAZZZAAAZA TRANSMITTER | CITY PIPE
5700 MM METER TRANSMITTER | ??? | CITY PIPE
5700 MM TRANSMITTER | MICRO MOTION 5700 FIELD-MOUNT TRANSMITTER 5700R12ABAAZZZAAZZA | MCCARTY EQUI
5700 TRANSMITTER | MICRO MOTION 5700 FIELD-MOUNT TRANSMITTER 5700C12ABAAZZZAAZZA 5700 MICRO MOTION 5700 FIELD-MOUNT TRANSMITTER C Mounting: 9-wire remote transmitter with integrated core processor (polyurethane-painted aluminum housing), bracket for wall or pipe mounting, and hardware for 2" pipe mount, includes10 ft. [3m] 9 wire shielded CFEPS cable 1 Power: 18 to 100 VDC and 85 to 265 VAC; self switching 2 Display: Backlit graphic display for CSA and IIB + H2 ATEX and IECEx ratings A Output Hardware Board: Configurable Outputs B Conduit Connections: 1/2-inch NPT - no gland AA Approvals: CSA (US and Canada): Class I, Division 1 Z Transmitter Option 1: Standard Z Transmitter Option 2: Standard Z Factory Options: Standard product A Output Channel A Assignment: Channel On - mA output with HART A Output Channel B Assignment: Channel On - configurable to mA out, FO, DO Z Output Channel C Assignment: Channel Off Z Output Channel D Assignment: Channel Off A Output Channel E Assignment: RS-485 Modbus | CITY PIPE
5700C | 5700C12ABAAZZZAAAZAPS 5700 MICRO MOTION 5700 FIELD-MOUNT TRANSMITTER C Mounting: 9-wire remote transmitter with integrated core processor (polyurethane-painted aluminum housing), bracket for wall or pipe mounting, and hardware for 2" pipe mount, includes10 ft. [3m] 9 wire shielded CFEPS cable 1 Power: 18 to 100 VDC and 85 to 265 VAC; self switching 2 Display: Backlit graphic display for CSA and IIB + H2 ATEX and IECEx ratings A Output Hardware Board: Configurable Outputs B Conduit Connections: 1/2-inch NPT - no gland AA Approvals: CSA (US and Canada): Class I, Division 1 Z Transmitter Option 1: Standard Z Transmitter Option 2: Standard Z Factory Options: Standard product A Output Channel A Assignment: Channel On - mA output with HART A Output Channel B Assignment: Channel On - configurable to mA out, FO, DO A Output Channel C Assignment: Channel On - configurable to mA out, FO, DO, DI Z Output Channel D Assignment: Channel Off A Output Channel E Assignment: RS-485 Modbus PS Add on Option: API Referral Software | CITY PIPE
5700C TRANSMITTER | MICRO MOTION 5700 FIELD-MOUNT TRANSMITTER 5700C12ABAAZZZAAZZA 5700 MICRO MOTION 5700 FIELD-MOUNT TRANSMITTER C Mounting: 9-wire remote transmitter with integrated core processor (polyurethane-painted aluminum housing), bracket for wall or pipe mounting, and hardware for 2" pipe mount, includes10 ft. [3m] 9 wire shielded CFEPS cable 1 Power: 18 to 100 VDC and 85 to 265 VAC; self switching 2 Display: Backlit graphic display for CSA and IIB + H2 ATEX and IECEx ratings A Output Hardware Board: Configurable Outputs B Conduit Connections: 1/2-inch NPT - no gland AA Approvals: CSA (US and Canada): Class I, Division 1 Z Transmitter Option 1: Standard Z Transmitter Option 2: Standard Z Factory Options: Standard product A Output Channel A Assignment: Channel On - mA output with HART A Output Channel B Assignment: Channel On - configurable to mA out, FO, DO Z Output Channel C Assignment: Channel Off Z Output Channel D Assignment: Channel Off A Output Channel E Assignment: RS-485 Modbus | CITY PIPE
5700C12ABAAZZZAAAAAPS | ??? | MCCARTY EQUI
5700C12ABAAZZZAAAZAPS | Micro Motion 5700 Field-mount Transmitter 5700C12ABAAZZZAAAZAPS Targa Job# 20164-01 | CITY PIPE
5700R | 5700R12ABAAZZZAAZZA 5700 MICRO MOTION 5700 FIELD-MOUNT TRANSMITTER R Mounting: 4-wire remote mount transmitter (polyurethane-painted aluminum housing), bracket for wall or pipe mounting, and hardware for 2'' pipe mount, includes10 ft. [3m] 4 wire shielded PVC cable 1 Power: 18 to 100 VDC and 85 to 265 VAC; self switching 2 Display: Backlit graphic display for CSA and IIB + H2 ATEX and IECEx ratings A Output Hardware Board: Configurable Outputs B Conduit Connections: 1/2-inch NPT - no gland AA Approvals: CSA (US and Canada): Class I, Division 1 Z Transmitter Option 1: Standard Z Transmitter Option 2: Standard Z Factory Options: Standard product A Output Channel A Assignment: Channel On - mA output with HART A Output Channel B Assignment: Channel On - configurable to mA out, FO, DO Z Output Channel C Assignment: Channel Off Z Output Channel D Assignment: Channel Off A Output Channel E Assignment: RS-485 Modbus
5700R MICRO MOTION TRANSMITTER | MICRO MOTION 5700 FIELD-MOUNT TRANSMITTER 5700R12ABAAZZZAAAAATGMVPS | MIDSTREAM VA
5700R MM MVDTM TRANSMITTER | ??? | TEINERT META
5700R MMM | MICRO MOTION 5700 FIELD AND INTEGRAL-MOUNT MULTIVARIABLE FLOW AND DENSITY TRANSMITTER 5700R12ABAAZZZZAAAA | MIDSTREAM VA
5700R TRANSMITTER | MICRO MOTION 5700 FIELD-MOUNT TRANSMITTER 5700R12ABAAZZZAAAZA
5700R12 | MICRO MOTION 5700 FIELD-MOUNT TRANSMITTER 5700R12AB2AZZZAAAAATGMVPS
5700R12 MMM | 5700R12ABAAZZZAAZZA 5700 MICRO MOTION 5700 FIELD-MOUNT TRANSMITTER R Mounting: 4-wire remote mount transmitter (polyurethane-painted aluminum housing), bracket for wall or pipe mounting, and hardware for 2'' pipe mount, includes10 ft. [3m] 4 wire shielded PVC cable 1 Power: 18 to 100 VDC and 85 to 265 VAC; self switching 2 Display: Backlit graphic display for CSA and IIB + H2 ATEX and IECEx ratings A Output Hardware Board: Configurable Outputs B Conduit Connections: 1/2-inch NPT - no gland AA Approvals: CSA (US and Canada): Class I, Division 1 Z Transmitter Option 1: Standard Z Transmitter Option 2: Standard Z Factory Options: Standard product A Output Channel A Assignment: Channel On - mA output with HART A Output Channel B Assignment: Channel On - configurable to mA out, FO, DO Z Output Channel C Assignment: Channel Off Z Output Channel D Assignment: Channel Off A Output Channel E Assignment: RS-485 Modbus 10 Density : grams/cm3 Mass : grams/sec Pressure : lb/in2 Temperature : C Velocity : m/sec Channel A Type : Analog 1 Channel A Variable : Mass Flow Rate Channel A Scaling : 4-20mA Channel B Type : Analog 2 Channel B Variable : Density Channel B Scaling : 4-20mA Channel E Type : RS-485 Modbus | TASK OIL AND
5700R12 TRANSMITTER | MICRO MOTION 5700 FIELD-MOUNT TRANSMITTER 5700R12ABAAZZZAAAAATG 5700 MICRO MOTION 5700 FIELD-MOUNT TRANSMITTER R Mounting: 4-wire remote mount transmitter (polyurethane-painted aluminum housing), bracket for wall or pipe mounting, and hardware for 2'' pipe mount, includes10 ft. [3m] 4 wire shielded PVC cable 1 Power: 18 to 100 VDC and 85 to 265 VAC; self switching 2 Display: Backlit graphic display for CSA and IIB + H2 ATEX and IECEx ratings A Output Hardware Board: Configurable Outputs B Conduit Connections: 1/2-inch NPT - no gland AA Approvals: CSA (US and Canada): Class I, Division 1 Z Transmitter Option 1: Standard Z Transmitter Option 2: Standard Z Factory Options: Standard product A Output Channel A Assignment: Channel On - mA output with HART A Output Channel B Assignment: Channel On - configurable to mA out, FO, DO A Output Channel C Assignment: Channel On - configurable to mA out, FO, DO, DI A Output Channel D Assignment: Channel On - configurable to mA in, FO, DO, DI A Output Channel E Assignment: RS-485 Modbus TG Add on Option: Instrument Tagging - customer information required (max. 24 characters)
5700R12A TRANSMITTER | MICRO MOTION 5700 FIELD AND INTEGRAL-MOUNT MULTIVARIABLE FLOW AND DENSITY TRANSMITTER 5700R12ABAAZZZZAAAA | CITY PIPE
5700R12AB2AZZZAAAAATGMVPS | 5700R12AB2AZZZAAAAATGMVPS 5700 MICRO MOTION 5700 FIELD-MOUNT TRANSMITTER R Mounting: 4-wire remote mount transmitter (polyurethane-painted aluminum housing), bracket for wall or pipe mounting, and hardware for 2'' pipe mount, includes10 ft. [3m] 4 wire shielded PVC cable 1 Power: 18 to 100 VDC and 85 to 265 VAC; self switching 2 Display: Backlit graphic display for CSA and IIB + H2 ATEX and IECEx ratings A Output Hardware Board: Configurable Outputs B Conduit Connections: 1/2-inch NPT - no gland 2A Approvals: CSA (US and Canada): Class I, Division 2 Z Transmitter Option 1: Standard Z Transmitter Option 2: Standard Z Factory Options: Standard product A Output Channel A Assignment: Channel On - mA output with HART A Output Channel B Assignment: Channel On - configurable to mA out, FO, DO A Output Channel C Assignment: Channel On - configurable to mA out, FO, DO, DI A Output Channel D Assignment: Channel On - configurable to mA in, FO, DO, DI A Output Channel E Assignment: RS-485 Modbus MV Add on Option: Smart Meter Verification PS Add on Option: API Referral Software TG Add on Option: Instrument Tagging - customer information required (max. 24 characters) | MIDSTREAM VA
5700R12ABAAZZZAAAAATG | ???
5700R12ABAAZZZAAAAATGMV | MICRO MOTION 5700 FIELD-MOUNT TRANSMITTER 5700R12ABAAZZZAAAAATGMV | TORO COMPLET
5700R12ABAAZZZAAAAZPS | MICRO MOTION 5700 FIELD-MOUNT TRANSMITTER 5700R12ABAAZZZAAAAZPS | CITY PIPE
5700R12ABAAZZZAAAZA | MICRO MOTION 5700R12ABAAZZZAAAZA FIELD-MOUNT TRANSMITTER R Mounting : 4-wire remote mount transmitter (polyurethane-painted aluminum housing), bracket for wall or pipe mounting, and hardware for 2'' pipe mount, includes10 ft. [3m] 4 wire shielded PVC cable | CITY PIPE
5700R12ABAAZZZAAAZACM | ??? | TORO COMPLET
5700R12ABAAZZZAAAZAMV | MICRO MOTION 5700 FIELD-MOUNT TRANSMITTER 5700R12ABAAZZZAAAZAMV 5700 MICRO MOTION 5700 FIELD-MOUNT TRANSMITTER R Mounting: 4-wire remote mount transmitter (polyurethane-painted aluminum housing), bracket for wall or pipe mounting, and hardware for 2'' pipe mount, includes10 ft. [3m] 4 wire shielded PVC cable 1 Power: 18 to 100 VDC and 85 to 265 VAC; self switching 2 Display: Backlit graphic display for CSA, UL, and IIB + H2 ATEX and IECEx ratings A Output Hardware Board: Configurable Outputs B Conduit Connections: 1/2-inch NPT - no gland AA Approvals: CSA (US and Canada): Class I, Division 1 Z Transmitter Option 1: Standard Z Transmitter Option 2: Standard Z Factory Options: Standard product A Output Channel A Assignment: Channel On - mA output with HART A Output Channel B Assignment: Channel On - configurable to mA out, FO, DO A Output Channel C Assignment: Channel On - configurable to mA out, FO, DO, DI Z Output Channel D Assignment: Channel Off A Output Channel E Assignment: RS-485 Modbus MV Add on Option: Smart Meter Verification | INDUSTRIAL
5700R12ABAAZZZAAZAAMV | MICRO MOTION 5700 FIELD-MOUNT TRANSMITTER 5700R12ABAAZZZAAZAAMV | INDUSTRIAL
5700R12ABAAZZZAAZZA | Micro Motion 5700 Transmitter Model 5700R12ABAAZZZAAZZA | TORO COMPLET
5700R12ABAAZZZAAZZAPS | Quote 7211437 Ver:1 Micro Motion 5700 Field-Mount XMTR. 4-Wire remote mount XMTR, bracket for wall or pipe mounting and hardware for 2" pipe mount , includes 10ft. 4 wire shielded PVC cable. Power: 18 to 100 VDC and 85 to 265 VAC self switching. Display: Backlit graphic display for CSA, UL, and IIB+H2 ATEX and IECEx ratings Output Hardware Board: Configurable Outputs Conduit Connections: 1/2-inch NPT - No Gland Class I Division I XMTR Option 1: Standard XMTR Option 2: Standard Factory Options: Standard product Output Channel A Assignment: Channel On - mA output with HART Output Channel B Assignment: Channel On - configurable to mA out, FO, DO Output Channel C Assignment: Channel Off Output Channel D Assignment: Channel Off Output Channel E Assignment: RS-485 Modbus Add on Option: API Referral Software | MIDSTREAM VA
5700R1UABAAZZZAAAAAPS | 5700R1UABAAZZZAAAAAPS MICRO MOTION 5700 FIELD-MOUNT TRANSMITTER | INDUSTRIAL
570G | CRS-H 570G 1-1/2 STL CVR W/GASKET FORM 7; SHEET STEEL; 1 1/2 IN; APVL UL 514-B, CSA 22.2; WITH INTEGRAL GASKET | INDUSTRIAL
571-31-3191 | 571-31-3191 OKO 571-31-3191 6/3 WITH 12/3 GND CLX MC-HL(XHHW-2) 600V PWR CBL CUT L | TORO COMPLET
58X11TAPERTAP | 5/8" X 11 TAPER TAP | MIDSTREAM VA
590DCI2 | 590DCI2
5A 500V TD CT MIDGET FUSE | 5A 500V TD CT MIDGET FUSE | CITY PIPE
5A CIRCUIT BREAKER DIN RAIL | AWC PART NUMBER: PX 1019976PHOENIX CONTACT PART NUMBER: 1019976TMC 71C 05A Thermomagnetic device circuit breaker number of positions: 1 connection method: Screw cross section: 1 mm�- 35 mm� AWG: 18 - 2 width: 17.6 mm mounting type: DIN rail: 35 mm Color: gray Cust Part: 17-15301 REFERENCE LINE 012 OF QUOTE 2373109 | TORO COMPLET
5C2BDN-C-7 3HP UNIT | 5C2BDN-C-7 3HP UNIT CAST IRON CONSTRUCTION 1" NPT , CLOCKWISE ROTATION, VITON SEAL, CARBON BUSHING, OUTBOARD BEARING, DRIVEN BY TOSHIBA 3HP, 1800RPM, 3PH, TEFC, 182-4TC MOTOR,MOUNTED ON STEEL CHANNEL BASE. | TORO COMPLET
5FTBB | Rim Rock 5' Bed Box | TORO COMPLET
5KT HSPOLYGL | HSPOLYGL EXWHT 5G Navigator Gray | INDUSTRIAL
5KVA MINI POWER CENTER 480/240 | CATALOG # P48G11S05125KVA MINI PWR CNTR 1PH 480V-120/240VREF QUOTE 101-42832
5LB KIT EPOXY GLUE | 5Lb Kit Epoxy Glue
5PK TRIGGER SCREW | 5PK Trigger Screw
5QT. SILVER PAIL | 5QT. Silver Pail | EGGELHOF, IN
5W 100OH RESISTOR | 5W 100oh Resistor | MIDSTREAM VA
6 150 FF PAPER GASKET | (blank) | INDUSTRIAL
6 150 STD RFWN FLANGE | (blank) | MIDSTREAM VA
6' 150# RF SLLP ON FLANGE | ??? | MIDSTREAM VA
6 300 WNRF STD DOMESTIC FLANGE | (blank)
6' 4" ANGLE | ??? | CITY PIPE
6 40S WLD LR 90 ELL 316/L | 6 40S WLD LR 90 ELL 316/L | CITY PIPE
6 40S WLD TEE 316/L | 6 40S WLD TEE 316/L | INDUSTRIAL
6'' 510 - BIR | 6'' 510 - BIR D = 3' - 10 1/2'' | CITY PIPE
6'' 510 - BIR D=3' - 4" | 6'' 510 - BIR D=3' - 4" | TORO COMPLET
6'' 510 - F <> D = 1' - 7 1/4'' | 6".280 A/SA53B/API5L/X52 ERW | CITY PIPE
6 600# BLIND RF A105 DOMESTIC | 6 600# BLIND RF A105 DOMESTIC | INDUSTRIAL
6'' 6006 FLANGE | 6'' 6006 Flange D = 3' - 10 1/2'' | E-Z PIPE
6' 8" PANEL | ??? | TEINERT META
6 FIG206 SC UNION KEMPER | (blank) | CITY PIPE
6 FIG207 BW 80 UNION | (blank) | MCCARTY EQUI
6 FT FIBERGLASS LADDER | Job # 21109-10 Charge back to moms meals
6 GRREN | THHN 6 GREEN WIRE | MCCARTY EQUI
6 PACK FILTERS | Part #SCE-108401 | CITY PIPE
6' PANEL | ??? | CITY PIPE
6' X 14' SKIDS | ??? | INDUSTRIAL
6 X 2 WELDOLET | Bonney Forge taper bore design | CITY PIPE
6 X 3 STD CONC Y52 | 6 x 3 STD Conc Y52 | CITY PIPE
6 X 3 STD ECC RED | (blank) | JET SPECIALT
6 X 3 STD RED TEE | (blank)
6 X 3 STD REDUCING TEE | (blank) | CITY PIPE
6 X 3 XH ECC RED | (blank) | CITY PIPE
6 X 3/4 3000# TOL | (blank) | FRANKLIN VAL
6 X 4 ECC REDUCER STD | (blank) | CITY PIPE
6 X 4 RECTANGLE TUBING 3/16 | (12) 20' joints, 240' total | CITY PIPE
6 X 4 STD CONC REDUCER | (blank) | CITY PIPE
6 X 4 STD ECC RED | (blank) | JET SPECIALT
6 X 4 STD ECC REDUCER | (blank) | MCCARTY EQUI
6 X 4 STD RED TEE | (blank) | CITY PIPE
6 X 4 STD TEE | (blank) | CITY PIPE
6 X 4 XH CONC REDUCER | (blank) | CI ACTUATION
6 X 4 XH ECC RED | (blank) | CITY PIPE
6 X 4 XH ECC REDUCER | (blank) | INDUSTRIAL
6 X 4 XH REDUCING TEE | (blank) | CITY PIPE
6 X 4 XH TEE | (blank) | INDUSTRIAL
6 X 5 CONC SS | 6 X 5 40S WLD CONC 316/L | CYPRESS
6 X 5/8 UBOLT | (blank) | CITY PIPE
6 X 6 BEAM | (blank)
6 X 8.2# CHANNEL | 6 X 8.2# HOT ROLLED CHANNEL
6 X 8.2# CHANNEL *RED* | Total of (10) 20' joints split between (5) jobs | E-Z PIPE
6 X 8.2# GALVANIZED CHANNEL | 6 X 8.2# GALVANIZED CHANNEL A36 | CITY PIPE
6 X 8.2# HOT ROLLED CHANNEL RED | 6 X 8.2# HOT ROLLED Channel Red 20' | CITY PIPE
6" 12# HOT ROLLED WF BEAM | (3) 20' joints | CITY PIPE
6" 15# BEAM | Total 40' split between (3) jobs | CITY PIPE
6" 15# GALVANIZED WF BEAM | 6" 15# GALVANIZED WF BEAM A922 | MCCARTY EQUI
6" 15# HOT ROLLED BEAM | (1) 20' joint | MIDSTREAM VA
6" 15# HOT ROLLED WF BEAM | SAW CUT TO 2' PIECES, 40' TOTAL | EGGELHOF, IN
6" 150 BLEED RING | With 1/2" tap | MIDSTREAM VA
6" 150 BLIND FLANGE | ??? | CHEROKEE M&C
6" 150 Bray Lug Style Butterfly Valve | ???
6" 150 Crane Check Valve | ??? | FRANKLIN VAL
6" 150 FF BLACK 1/8" VITON | (blank) | FRANKLIN VAL
6" 150 RF BLIND FLANGE | (blank) | MIDSTREAM VA
6" 150 RF GLOBE VALVE | 6" 150 RF Globe Valve WCB Trim 8 HWO DSI 133XU | MIDSTREAM VA
6" 150 RF GLOBE VALVE DSI | 6" 150 RF Globe Valve WCB Trim 8 HWO DSI 133XU | MIDSTREAM VA
6" 150 RFWN STD FLANGE | (blank) | SMP SUPPLY
6" 150 TITAN STRAINER | ??? | TOTAL VAVE
6" 150 ULTRASPOOL EXPANSION | USL1NP0600 6” CL150 ULTRASPOOL EXPANSION JOINT, 200 PSI, GALVANIZED CS RETAINER RING, 230 DEG. F | CITY PIPE
6" 150 WNFF XH FLANGE | (blank) | CITY PIPE
6" 150# JFLOW/PALADON | ??? | CITY PIPE
6" 150# 316SS GASKETS | 6" 150# 316SS GASKETS SW | CITY PIPE
6" 150# ABZ CONTROL VALVE | ??? | CITY PIPE
6" 150# BALL VALVE | FLOTITE F150CSSSFFNG150 - 6IN 150# FULL PORT 2WAY BALL VALVE CS/SS, TFM SEAT, W/ GEAR | CITY PIPE
6" 150# BALON BALL VALVE | 6FF13NRF 6" Full Port R.F. Ansi 150 285# WP Steel Ball Valve 316 S.S. Ball & Stem, Nace | CI ACTUATION
6" 150# BALON BALL VALVES LONG | 6FF13NRF-15.5 6" Full Port R.F. Ansi 150 285# WP Steel Ball Valve 316 S.S. Ball & Stem, Nace | TOTAL VAVE
6" 150# BALON BALL VALVES SHORT | 6FF13NRF 6" Full Port R.F. Ansi 150 285# WP Steel Ball Valve 316 S.S. Ball & Stem, Nace | KOFLO CORPOR
6" 150# BEAM | (5) 20' joints, 100' total | FLOZONE MEAS
6" 150# BLEED RING | 6" 150# Bleed ring with a 1" hole, 2-1/8" THK A516-70 MATERIAL | OQ MEASUREME
6" 150# BLEED RINGS | 6" 150# CS Bleed rings | OQ MEASUREME
6" 150# BLIND | 6" 150# Blind | MIDSTREAM VA
6" 150# BLIND FLANGE | 6" 150# Blind Flange | CITY PIPE
6" 150# BRAY S41 HPBFV | 6" 150# Bray S41 HPBFV ANSI Class 150, Lug style, Body: ASTM A216 Gr WCB Carbon Steel, Disc: ASTM A351 Gr CF8M Stainless Steel, Stem: 17-4PH Stainless Steel, Seat: RTFQ w/ Silicon Rubber energizer, Lever OP | INDUSTRIAL
6" 150# BRODIE BP VALVE | ??? | INDUSTRIAL
6" 150# BUTTERFLY VALVE | S41 6" CS,316,17s4,RTFE/SILI" Series 41, trim 466. Bray HPBFV ANSI Class 150. Lug Style. Max Working Pressure 285psi Body: ASTM A216 Gr WCB Carbon Steel Disc: ASTM A351 Gr CF8M Stainless Steel Stem: 17s4PH Stainless Steel Seat: RTFE with Silicone Rubber Energizer Lever Op410600‐11001466 | TORO COMPLET
6" 150# BV & ACTUATOR | ??? | EGGELHOF, IN
6" 150# CGI GASKET | (blank) | KAM CONTROLS
6" 150# CGI GASKETS | (blank) | TORO COMPLET
6" 150# CHECK VALVE | ??? | WHITCO SUPPL
6" 150# CONTROL VALVE | ??? | SMP SUPPLY
6" 150# CS BLEED RING | 6" 150# CS BLEED RING W/ 1/2" SW TAP A105/A350 LF2 | CAMERON
6" 150# DANEX DB&B | 6" 150# RF FIG. 271A DAN‐EX REDUCED PORT PLUG VALVE STD. MATERIALS OF CONSTRUCTION SLIP/TRIM: VITON/VITON HANDWHEEL OPERATED FACTORY WHITE COATING FACTORY NEW WITH HYDROSTATIC TEST CERTIFICATE PER API 6D ORIENTATION 11 | TOTAL VAVE
6" 150# DSI GLOBE VALVE | Valve Globe DSI 6.00 Inch Cl 150 RF BB WCB Body API Trim 12 HWO Graphite Pkg & Spiral Wound SS Gskt API 623 Nace 133LU-N | MIDSTREAM VA
6" 150# FF GASKET | (blank) | MIDSTREAM VA
6" 150# FF NASB 1/16TH GASKET | (blank) | SMP SUPPLY
6" 150# FF PAPER GASKET | (blank) | SMP SUPPLY
6" 150# FF PAPER GASKETS | (blank) | SMP SUPPLY
6" 150# FFWN STD FLANGE | (blank) | EDGEN MURRAY
6" 150# FFWN XH FLANGE | (blank)
6" 150# FLANGE STD WN FF | 6" 150# Flange STD WN FF | INDUSTRIAL
6" 150# FLANGE SUPPORTS | (blank) | INDUSTRIAL
6" 150# FLANGE WN HX | 6" 150# Flange WN HX | E-Z PIPE
6" 150# FLANGES | ??? | E-Z PIPE
6" 150# FRANKLIN | 6" ANSI 150# Franklin DuraSeal Valve, Fig.#D711. Viton slip seals & trim, A216 WCB Body with Chrome ID, A216 WCB Plug with ENP, A350 LF2 Bonnet and Lower Plate, A536 DI Slips, Raised Face Flanged End, 301 Gear Operator & DTR Assembly. W/MTRs | EDGEN MURRAY
6" 150# FRANKLIN DBB | ??? | CITY PIPE
6" 150# GASKET | (blank) | MIDSTREAM VA
6" 150# GASKET NO INTERRING | (blank) | INDUSTRIAL
6" 150# GASKET NO IR | (blank) | CI ACTUATION
6" 150# GASKET W/316 IR | (blank)
6" 150# GASKET W/INNER RING | (blank) | WOLSELEY IND
6" 150# GASKET, NO IR | (blank) | MIDSTREAM VA
6" 150# GASKETS | CGI
6" 150# GASKETS NO INTERRING | (blank) | ELLIOTT ELEC
6" 150# GATE VALVE | ??? | THE SHERWIN
6" 150# GLOBE VALVE | 6" 150 RF Globe Valve WCB Trim 8 HWO DSI 133XU | THE SHERWIN
6" 150# HOT ROLLED BEAM | (1) 20' beam split between two skids | CI ACTUATION
6" 150# ISV BALL VALVE | 6" 150# ISV BALL VALVE 3 PIECE FORGED BOLTED BODY, RAISED FACE FLANGE END, FULL PORT, BODY: A105N , SS BALL, SS STEM, DEVLON SEAT, HNBR SEAL | MIDSTREAM VA
6" 150# MOV BV | ??? | MCCARTY EQUI
6" 150# MOV PBV-LIMITORQUE | ??? | EGGELHOF, IN
6" 150# NEVIS STATIC MIXER | 6” Series M In-Line Static Mixer Class 150 2 Blade arrangement Nozzle schedule: Inlet: 6” ANSI 150# RFWN Outlet: 6” ANSI 150# RFWN Materials of construction: Pipe: SA106 Gr B Flanges: SA105 Internals: SA36 Design parameters: Design code: ASME B31.4 Design press: 285 PSIG Design temp: 100 Deg F MDMT: -20 Deg F CA: 0 Internals: 2 Blade ‘step’ design Interlocking style welded to pipe spool. Stakeholder 23581-01
6" 150# NEWCO CV | ??? | MIDSTREAM VA
6" 150# PBV BV W/ LIMITORQUE | 6" 150# Valve Ball PBV 6700 Series 6.00 Inch 3pc Trunnion CL 150 FP RF LO A105/LF2 Body CS 3mil ENP Trim G/ PTFE Seats HNBR Seals API 6D NACE Firesafe ACTUATOR: LIMITORQUE L120‐10‐5‐ 1800, WG‐02‐D (48:1) ELECTRIC ACTUATOR WITH QUARTER TURN GEAR OPERATOR, 24 RPM, XP‐CL 1, DIV 2, GRPS C & D, 460/3/60 VAC, MODULATING (4‐20MA INPUT), R/I CARD (4‐20MA OUTPUT), CS CONTROL STATION, CONTROL TRANSFORMER, DRIVE 1 TORQUE BASE, BORE AND KEYED NUT, ADAPTATION, MOUNTED & TESTED OPERATING TIME: APPROX. 30 SECONDS WIRING DIAGRAM: 17‐500‐0101‐3 MPLX 20470-01, 20470-02 & 20471-01
6" 150# PBV MOV GATE VALVE | ??? | HATFIELD AND
6" 150# RF BLIND FLANGE | (blank) | MIDSTREAM VA
6" 150# RF BLIND FLG W/1" TAP | (blank) | TEINERT META
6" 150# RF GASKET | (blank)
6" 150# RF S.O FLANGE | (blank)
6" 150# RF SLIP ON FLANGE | (blank) | CITY PIPE
6" 150# RF SLIP-ON FLANGE | (blank) | MIDSTREAM VA
6" 150# RF SO FLANGE | (blank) | DANIEL OPCO
6" 150# RF SWING CHECK VALVE LUG STYLE | LUG WAFER CHECK VALVE HY-GRADE #F01-06G-16AFX-3PER API 594 WITH THRU HOLES, INTEGRAL DISC & SHAFT W/ NO SEPARATE HINGE PINS, RETAINERLESS & FIRESAFE, BODY MATERIAL: CS A105/A106C/A516 GR 70, SEAT INSERT : CS A105/A106C/A516 GR 70, DISC MATERIAL : 316 SS CF8M, SPRING MATERIAL: INCONEL X750, SEAT SEAL : FKM FR58/90, SPECIAL : 1/2" NPT TAPPED GUAGE PORT | CI ACTUATION
6" 150# RFWN STD FLANGE | (blank)
6" 150# RFWN XH F52 FLANGE | NACE MR0175 | MIDSTREAM VA
6" 150# RFWN XH FLANGE | (blank) | CITY PIPE
6" 150# S41 LUG | S41 6" CS,316,17s4,RTFE/SILI" Series 41, trim 466. Bray HPBFV ANSI Class 150. Lug Style. Max Working Pressure 285psi Body: ASTM A216 Gr WCB Carbon Steel Disc: ASTM A351 Gr CF8M Stainless Steel Stem: 17s4PH Stainless Steel Seat: RTFE with Silicone Rubber Energizer Lever Op410600‐11001466 | W&W SALES
6" 150# SPIRAL GASKETS | ??? | E-Z PIPE
6" 150# SS WN | 6 150 RF WN FLG 40S 316/L | CITY PIPE
6" 150# STD BLIND FLANGE | (blank) | MIDSTREAM VA
6" 150# STD FF WN FLANGE | (blank) | MIDSTREAM VA
6" 150# STD FFWN FLANGE | (blank) | INDUSTRIAL
6" 150# STD WNRF FLANGE | (blank) | ULTIMATE WEL
6" 150# STRAINERS | ??? | MCCARTY EQUI
6" 150# SWING CHK | ???
6" 150# TITAN STRAINER | ??? | MIDSTREAM VA
6" 150# TOP GLOBE VALVE | 6" 150# Top Globe Valve W/HWO & Nace Trim | CITY PIPE
6" 150# TRUNNION BALL VALVE | 6" 150# ISV TRUNNION MOUNTED BALL VALVE, 3 PIECE FORGED BOLTED BODY, RAISED FACE FLANGED ENDS, FULL PORT, BODY: A105N, BALL: CS + ENP, STEM: CS + ENP, SEAT: DEVLON, SEAL: HNBR, GEAR OPERATED FIG# BT3EU‐015‐1110RF‐DH‐NFG Marathon 20598-01 & 20599-01 | CITY PIPE
6" 150# WARREN BALL VALVE | 6" 150# Warren Ball Valve | MIDSTREAM VA
6" 150# WARREN BV | 6" 150# A105/316 TR TFM1600/HNBR BALL NACE RF FP LEVER OP API-6D WARREN 6155FS-26MHGRL6D-FF
6" 150# WKM BV W/ LIMITORQUE | VALVE, BALL, TRUNNION, 6 IN (150 MM) X 6 IN (150 MM), FLANGED RAISED FACE, WKM, 370D6, ANSI 150 (20 PN), 290 PSI (20 BAR) MOP, 245 PSI (17 BAR) MOP AT MAX TEMP, TRIM 24‐YRF‐24, CARBON STEEL BODY, CARBON STEEL/1MIL ENP BALL, CARBON STEEL/1MIL ENP STEM, CARBON STEEL SEAT, NYLON SEAT SEAL, HNBR SEALS, LESS GEAR, API 607, API 6D, API 598, ‐20 F (‐29 C) ‐ +250 F (+121 C), LONG PATTERN NACE ACTUATOR: LIMITORQUE L120‐10‐5‐1800 ELECTRIC ACTUATOR W/ WORM GEAR, 3/60/460VAC, BASIC INTEGRAL CONTROLS (BIC), CS CONTROL STATION, 24VDC RELAY, MOUNT/SET OPERATING TIME: ~30 SEC Marathon 21540 & 21541 | CITY PIPE
6" 150# WKM VALVE | ??? | CITY PIPE
6" 150# WN RF STD FLANGE | (blank) | INDUSTRIAL
6" 150# WNFF XH FLANGE | (blank) | TEINERT META
6" 150# WNRF STD FLANGE | (blank)
6" 150# WNRF XH DOMESTIC FLANGE | (blank) | CITY PIPE
6" 150# XH FFWN | (blank)
6" 150# XH WNRF FLANGE | (blank) | KOFLO CORPOR
6" 150#BALL VALVE WARREN | 6" 150#Ball Valve Warren | MIDSTREAM VA
6" 150‐600 RF FISHER V100 | (RECON) 6" 150‐600 RF FISHER V100 FLANGELESS VEEBALL, CS BODY, SST TRIM, TCM BALL SEAL, PTFE PACKING, FISHER 1052‐60 FAIL CLOSE ACTUATOR, RHM W/ FISHER DVC6200/HC ELECTRO‐PNEUMATIC POSITIONER, 4‐20MA INPUT, 0‐60 PSI OUTPUT, DIRECT ACTING, FISHER 67CFR, SST TUBING & FITTINGS
6" 180 DEG PAD | 1/4" THK X 180 DEG X 8" WD 6" P.S. FRP ETCHED INSIDE | CITY PIPE
6" 25# BEAM | All material on Quote #518202201 | E-Z PIPE
6" 300# BALL VALVE | 6” 300# Floating Ball Valve RP NACE Trim, KF | E-Z PIPE
6" 300# BALON BALL VALVE | 6" Full Port R.F. Ansi 300 740# WP Steel Ball Valve, 6FF33RF | E-Z PIPE
6" 300# BALON BV | ??? | CITY PIPE
6" 300# BALON VALVE | 6" Full Port R.F. Ansi 300 740# WP Steel | CITY PIPE
6" 300# BLEED RING | (blank) | CITY PIPE
6" 300# BLIND | (blank) | E-Z PIPE
6" 300# BLIND FLANGE | 6" 300# Blind Flange
6" 300# BLIND RF FLANGE | (blank)
6" 300# BLINDS | (blank) | DEALERS
6" 300# BUTTERFLY VALVE | ??? | ELLIOTT ELEC
6" 300# FF GASKETS | (blank) | CITY PIPE
6" 300# FRANKLIN | 6" ANSI 300# Franklin DuraSeal Valve, Fig.#D721. Viton slip seals & trim, A216 WCB Body with Chrome ID, A216 WCB Plug with ENP, A350 LF2 Bonnet and Lower Plate, A536 DI Slips, Raised Face Flanged End, 301 Gear Operator & DTR Assembly. | MIDSTREAM VA
6" 300# GASKET | (blank) | EGGELHOF, IN
6" 300# GASKET W/316 IR | (blank) | CITY PIPE
6" 300# GASKET, NO IR | (blank) | TORO COMPLET
6" 300# GASKETS | no interring | EXCEL LOADIN
6" 300# GASKETS CGI | (blank) | TEINERT META
6" 300# GASKETS NO INNER RING | 6" 300# Gaskets no inner ring | TEINERT META
6" 300# GENERAL | VALVE: CUSTOMER EXISTING 6" 300# GENERAL 4-WAY VALVE OPERATOR: NEW 750 4-WAY GTS GEAR OPERATOR | TEINERT META
6" 300# RF BLIND FLANGE | (blank)
6" 300# RF SLIP-ON FLANGE | MACHINE TO FLAT FACE | INDUSTRIAL
6" 300# RFWN STD FLANGE | (blank) | INDUSTRIAL
6" 600# 316SS IR GASKET | (blank) | INDUSTRIAL
6" 600# BALON BALL VALVE | ??? | INDUSTRIAL
6" 600# BALON BV | ??? | TORO COMPLET
6" 600# BI-DIRECTIONAL UPG | 6'' 510 - BIR <> D = 3' - 4'' | INDUSTRIAL
6" 600# BLEED RING W/1/2" TAP | (blank) | INDUSTRIAL
6" 600# BLIND FLANGE | (blank) | TORO COMPLET
6" 600# BLINDS | (blank) | INDUSTRIAL
6" 600# CGI GASKET | 6" 600# CGI Gasket | TORO COMPLET
6" 600# CGI GASKETS | (blank) | TORO COMPLET
6" 600# CHECK VALVE | VALVE, CHECK, SWING 6 IN (150 MM), FLANGED RING TYPE JOINT, WHEATLEY, 510, ANSI 600 (100 PN), 1500 PSI (103.4 BAR) MOP, BODY ASTM A216 WCC, A351 CF8M CLAPPER, A216 WCC SEAT, BUNA PC SEALS, BUNA PC BONNET SEAL, API 6D, NACE MRO175 2002, 1500 PSI (103.4 BAR) @ ‐20F (‐28.8 C), 1477 PSI (101.8 BAR) @ +250 F(+121.1 C), INTEGRAL SEAT Whitewater Job# 21634 | NORTH BASIN
6" 600# CS BASKET STRAINER | TITAN BS89CS-6�600# RF FLANGED END BASKETSTRAINER, CARBON STEEL BODY,STANDARD 1/8� PERF, 304SS BASKETREF QUOTE QUO18159
6" 600# DANEX DB&B | 6" 600# RF FIG. 275 DAN‐EX REDUCED PORT PLUG VALVE STD. MATERIALS OF CONSTRUCTION SLIP/TRIM: VITON/VITON GEAR OPERATED FACTORY WHITE COATING FACTORY NEW WITH HYDROSTATIC TEST CERTIFICATE PER API 6D ORIENTATION 11 | EXCEL LOADIN
6" 600# DANIEL SENIORSONIC 3414 ULTRASONIC METER | 3414USM Daniel SeniorSonic 3414 Ultrasonic Meter Model, 4-path Daniel Model 34140605S01M10401111AJAA1111A2AC1DCNZZ 6" SeniorSonic Ultrasonic Meter 600# ANSI Schedule 40 Next Gen Electronics Raised Face Flanges T-200 transducer assy I/O Type 4, no display, with CFA Paint - Factory Primer and Topcoat 1 hour hydrotest REFER TO QUOTE 18122 REV A | ARM-TEX, COR
6" 600# DB&B | 6" 600# GENERAL TWINSEAL, MODEL C841, GEAR OPERATED, REDUCED PORT, TEMP. LIMITS: -20/+350 DEG. F, BODY MATERIAL: ASTM A216 WCC, BODY PLATING: 3 MIL. CHROME PLATED, PLUG MATERIAL: ASTM A216 WCB, PLUG PLATING: 1 MIL ENP, BONNET MATERIAL, ASTM A36, LOWER PLATE MATERIAL: ASTM A36, STEM MATERIAL: ASTM A216 WCB, SLIP MATERIAL: ASTM A536 GR 80-55-06 DI, SLIP SEAL MATERIAL: VITON 90 DUROMOETER, O-RING MATERIAL: VITON 90 DUROMETER, GASKET MATERIAL: GRAPHITE, PACKING MATERIAL: GRAPHITE, GLAND MATERIAL: TYPE 2 NI-RESIST/A487- CA6NM, BOLTING MATERIAL: ASTM Al 93-B7/A1942H, END CONNECTION: FLANGED RAISED FACE, FLANGE FINISH: 125-250 AARH, INDUSTRY STANDARD: ASME B16.34, BLEED SYSTEM: DTR W/ MANUAL BLEED VALVE, BLEED MATERIAL: CARBON STEEL, BLEED SYSTEM ORIENTATION: UPSTREAM: PIPE PLUGS: CARBON STEEL, GEAR OPERATOR MODEL: 751, TESTING STANDARD: AP16D, PAINT: RED OXIDE PRIMER, END TO END: 22 INCHES, TORQUE: 117 FT. LBS. TURNS: 29, FACTORY NEW INCLUDES MTRs MODIFICATIONS: MODIFIED TO CV DTR SPEC FRANKLIN/VALVE | CITY PIPE
6" 600# DB&B VALVE MTRS | Material Test Reports | CITY PIPE
6" 600# DOUBLE BLOCK AND BLEED VALVE | 6" ANSI 600# Franklin DuraSeal Valve, Fig.#D741. Viton slip seals & trim, A216 WCB Body with Chrome ID, A216 WCB Plug with ENP, A350 LF2 Bonnet and Lower Plate, A536 DI Slips, Raised Face Flanged End, 401 Gear Operator with DTR assembly. Elastomers meet Explosive decompression as per API 6D for gas service.REF QUOTE 17015
6" 600# ESD VALVE - WKM BALL W/BETTIS ACTUATOR | VALVE, BALL, TRUNNION, 6 IN (150 MM) X 6 IN (150 MM), FLANGED RAISED FACE, WKM, 370D6, ANSI 600 (100 PN), 1500 PSI (103 BAR) MOP, 1477 PSI (102 BAR) MOP AT MAX TEMP, TRIM 24‐YRF‐24, CARBON STEEL BODY, CARBON STEEL/1MIL ENP BALL, CARBON STEEL/1MIL ENP STEM, CARBON STEEL SEAT, NYLON SEAT SEAL, HNBR SEALS, LESS GEAR, API 607, API 6D, API 598, ‐20 F (‐29 C) ‐ +250 F (+121 C), LONG PATTERN ‐ NACE ACTUATOR BETTIS CBA730‐DA / DOUBLE ACTING ACTUATOR / TEST @ 70 PSI ‐ 105 PSI MOP / MONITEUR AMYB‐E120 (2SPDT MECH SWITCHES, NAMUR SHAFT) / FISHER 67CFR‐239 (1/4" FILTER REGULATOR W/ GAUGE ‐ SET @ 70 PSI) / CIRCLE SEAL 559‐2M‐080 (1/4" BRASS RELIEF VALVE ‐ SET @ 80 PSI) / VERSA VGG‐4322‐NGST‐XXL4‐D024 (1/4" 4WAY BRASS SOLENOID 24VDC XP, DUAL COIL) / SS FITTINGS & BREATHER VENTS / 3/8" 316SS TUBING FOR COMPLETE ASSEMBLY MOUNTED TO SIDE OF ACTUATOR ON FLAT SS PLATE / MOUNTING HARDWARE INCLUDES, BRACKET, COUPLING, BOLTS TO ASSEMBLE VALVE TO ACTUATOR
6" 600# FISHER CONTROL VALVE | REMAN 6" ANSI CL600 FISHER V200, RF FLANGE COMPATIBLE WAFER STYLE, WCC BODY, SST/CR BALL, HD METAL SEAL, COMP PACKING AND BEARINGS, CLASS IV SHUTOFF, 1" DOUBLE‐D SHAFT, SUB‐ASSEMBLY ONLY. ACTUATOR LIMITORQUE QX‐2 LECTRIC ACTUATOR, XP, 3/60/460VAC, MODULATING CONTROLS, APT 4‐20mA | EGGELHOF, IN
6" 600# FRANKLIN | 6" ANSI 600# Franklin DuraSeal Valve, Fig.#D741. Viton GF Slip Seals and Trim, A216 WCB Body with Chrome ID, A216 WCB Plug with ENP, A350 LF2 Bonnet and Lower Plate, A536 DI Slips, Raised Face Flanged End, 401 Gear Operator, and DTR Assembly. Elastomers meet Explosive decompression as per API 6D for gas service. | L6 INC
6" 600# FRANKLIN DB&B PLUG VALVE | 6" ANSI 600# Franklin DuraSeal Valve, Fig.#D741. Viton slip seals & trim, A216 WCB Body with Chrome ID, A216 WCB Plug with ENP, A350 LF2 Bonnet and Lower Plate, A536 DI Slips, Raised Face Flanged End, 401 Gear Operator with DTR assembly. Elastomers meet Explosive decompression as per API 6D for gas service. -DTR SYSTEM MODIFIED - QTY 6 VALVES "C" ORIENTATION (FOR F/S INLET TAG #DBB-114 QTY 2, OUTLET TAG #DBB-115 QTY 2, AND PROVER BYPASS TAG #DBB-024 QTY 2) -QTY 2 VALVES "G" ORIENTATION (FOR F /S BY-PASS TAG #DBB-113 QTY 2)
6" 600# FUSION BALL VALVE | 6" CL600 RF RP Trunnion Ball Valve, A105 Body, LF2+1Mil ENP Trim, Devlon Seat, HNBR Seals, Gear Op, NACE, Firesafe, API-6D, Fusion 432FR060R06L2ELAF
6" 600# GASKET | (blank) | E-Z PIPE
6" 600# GASKET W/316 IR | (blank) | CITY PIPE
6" 600# GASKET W/INNER RING | (blank) | CITY PIPE
6" 600# GASKET W/IR | (blank) | CITY PIPE
6" 600# GASKETS | with interring | CITY PIPE
6" 600# GROVE BALL VAVLE | 6" X 6" 600# GROVE B5UM, 3 PIECE, TRUNNION MOUNTED BALL VALVE, RAISED FACE FLANGED ENDS, LOW TEMP & NACE/D0107 TRIM, O-RING SEAT SEAL, GEAR OPERATED WITH LOCKING DEVICE, SHOP PRIMER COATING, API-6D AND FIRESAFE TO API-6FA, TEMP. RATING -50F TO +350F, FACTORY NEW (P/N 06X06_RF_B5UM_600_107_G). | CITY PIPE
6" 600# KF SWING CHECK | 6" 600# RF Swing Check Valve, CS Body, SS Trim, Integral Resilient Seat, HNBR O-Rings, Bolted Cover, NACE, API-6D, KF #7859-1139KC19G1 | CITY PIPE
6" 600# KOFLO | 6" Koflo 6-80-1-3.2V-16 | CITY PIPE
6" 600# OQ | OQ Measurements 6” 600 BS&W Probe, Model # OQ-6-600-F | CITY PIPE
6" 600# OQ PROBE | OQ Measurements 6” 600 BS&W Probe, Model # OQ-6-600-F Price include Expedite Fee | CITY PIPE
6" 600# PISTON CV | - 6", 600, Piston Check Valve, RF Ends, Conventional Port, N/A Operated, A216 WCC Body, A105+Ni+TRID+ST.6 Obturator, A105+HF Seat Base Metal, N/A Stem Material, Viton Type A Seal Material, Hard Face (Stellite 6) Overlay Material, Bolted Body, N/A Packing, Standard Service, Firesafe, NACE MR-01-75, API 6D Design, API 6D Test SCV PCK0606B0861R/CV14H//S | CITY PIPE
6" 600# RF BLIND FLANGE | (blank) | CITY PIPE
6" 600# RFWN STD | 6" 600# RFWN STD | CITY PIPE
6" 600# RFWN XH FLANGE | (blank) | CITY PIPE
6" 600# RTJ BLIND FLANGE | (blank) | VANZANDT CON
6" 600# SPACER | 6" 600# RF PADDLE SPACER, ASME B16.48, SA516-70 - 10-3/8" OD x 6-5/8" ID x 1.00" THK. W/ 5" L x 1" W HANDLE - SERRATED FINISH 125-250 AARH. - PROVIDED WITH ONE COAT OF SHOP PRIMER (FLAT BLACK)
6" 600# STATIC MIXING PLATE W/SCOOP | Part No. SMP_6"600_SCOOPSIZE 6" ANSI 600MATERIAL Carbon SteelSCOOP YESREF QUOTE 2022-8185
6" 600# STD RFWN FLANGE | (blank) | MCCARTY EQUI
6" 600# SWING CHECK VALVE | WAR6600360561VVR6 600 RF CHECK VLV CS/SSAPI 6DREF QUOTE 222354 LINE 018 | GASKET SERVI
6" 600# TOM WHEATLEY SWING CHECK VALVE | Material: 9D-510-75172-01 TOM WHEATLEY SCV 6 RF FG 55 CL 600 ST CV VALVE, CHECK, SWING 6 IN (150 MM),FLANGED RAISED FACE, SERIES 510,TOM WHEATLEY, 55, ANSI 600 (100 PN),1500 PSI (103.4 BAR) MOP,BODY ASTM A216 WCC, A351 CF8M CLAPPER,A216 WCC SEAT, VITON SEALS,VITON BONNET SEAL,API 6D, NACE MRO175,1500 PSI (103.4 BAR) @ -20F (-28.8 C),1410 PSI (97.2 BAR) @ +400 F(+204.4 C),INTEGRAL SEATAPI 6FD, ASME B16.34 | CITY PIPE
6" 600# TW CHECK VALVE | LONG TEXT: VALVE, CHECK, PISTON, 6 IN (150 MM), FIG 75, FLANGED RAISED FACE, TOM WHEATLEY, PISTON, ANSI 600 (100 PN), 1500 PSI (104 BAR) MOP AT -20F (-29C), 1410 PSI (98 BAR) AT +400F (+204C) BODY A216 WCC. COVER A516 GR 70, PISTON 410SS, API 6D, ASME B16.34, FKM SEALS, NACE. MATERIAL: 2270901-06-75-10V CV,PISTON,TW,6"600RF,FIG75,CS,FKM 525.000 LB | MIDSTREAM VA
6" 600# VBALL WITH CONTROL | Recon) 6" V-200 Flangeless V-Ball Control 11,570.00 11,570.00 Valve, CS Body, SS Trim, TCM Ball Seal, PTFE Packing, C/W: Valvcon LADCWX3000UB5Z-UP Universal Power Electric Actuator, Lithium Ion Battery Backup, Mounted and Set to Customer Supplied Fail Position | CI ACTUATION
6" 600# VRG VALVE | 6'' 600# PRCV-FP Pipeline Rotary Control Valve w/ RHPA8X6DA RHPA Rotary High Pressure Piston Actuator; Balluff BTL7 Micropulse Linear Position Sensor – 6 in STROKE; Red Circle Valve Controller Model RCVC-3000; RCVCSOLDA RED CIRCLE VALVE CONTROLLER – SOLENOID VALVE PACK; DOUBLE ACTING; RCVCORIFICEASSEM Single Orifice/Manifold Assembly Complete with "M" Orifice; VMO-150 Valve Manual Override | EGGELHOF, IN
6" 600# WAFER STYLE FISHER | (REMANUFACTURED) 6" 600 RF WAFER STYLE FISHER V250 BIDIRECTIONAL BALL VALVE, LCC BODY, STEEL CHROME PLATED BALL, POM BALL SEAL, STD SHAFT SEALS, 17‐4PH SST SHAFT, KEYED SHAFT, WITH BETTIS G1010‐SR4 FAIL CLOSE ACTUATOR (SET AT 55 PSI), FISHER DVC6200/HC ELECTRO‐PNEUMATIC POSITIONER, 4‐20MA INPUT, 0‐60 PSI OUTPUT, DIRECT ACTING, FISHER 67CFR, SST TUBING & FITTINGS | MIDWEST HOSE
6" 600# WARREN BALL VALVE | 6" 600# A105N/ENP TR DEVLON/ FKM GLT/GRAPH 3PC TRN BALL RF | INDUSTRIAL
6" 600# WARREN BALL VALVE W/BETTIS -722 ACTUATOR | 6" 600# A105N/ENP TR DEVLON/ FKM GLT/GRAPH 3PC TRN BALL RF FP NACE GO 6605-T35DLRG ELECTRIC ACTUATOR ASSEMBLY EM830F-30-C7-02-722 ELECTRIC ACTUATOR COMPLETE WITH 304 STAINLESS STEEL HARDWARE, ASSEMBLED AND CYCLED ON TO THE ABOVE VALVE TAG #MOV-001 | TORO COMPLET
6" 600# WARREN BALL VALVE W/BETTIS ACTUATOR | 6" 600# A105N/ENP TR DEVLON/ FKM GLT/GRAPH 3PC TRN BALL RF FP NACE GO 6605-T35DLRG ELECTRIC ACTUATOR ASSEMBLY EM830F-30-C7-02-700 ELECTRIC ACTUATOR COMPLETE WITH 304 STAINLESS STEEL HARDWARE, ASSEMBLED AND CYCLED ON TO THE ABOVE VALVE TAG #OPP-110 | CITY PIPE
6" 600# WKM TRUNNION BALL VALVE W/GEAR OP | 2365472-3111313 BV 6X6 RF WKM 370D6 600 24YRF24 WG LP VALVE, BALL, TRUNNION, 6 IN (100 MM) X 6 IN (100 MM), FLANGED RAISED FACE, WKM, 370D6, ANSI 600 (100 PN), 1500 PSI (103 BAR) MOP, 1477 PSI (102 BAR) MOP AT MAX TEMP, TRIM 24-YRF-24, CARBON STEEL BODY, CARBON STEEL/1MIL ENP BALL, CARBON STEEL/1MIL ENP STEM, CARBON STEEL SEAT, NYLON SEAT SEAL, HNBR SEALS, WORM GEAR WITH LOCK DEVICE LESS LOCK, API 607, API 6D, API 598, -20 F (-29 C) - +250 F (+121 C), LONG PATTERN – NACE REF E-MAIL QUOTE 5-24-2022 | INDUSTRIAL
6" 600# WN | ??? | TORO COMPLET
6" 600# WN RF STD FLANGE | (blank) | INDUSTRIAL
6" 600# WNRF STD FLANGE | (blank) | INDUSTRIAL
6" 6006 FLANGE D=3' - 4" | 6" 6006 Flange D=3' - 4" | INDUSTRIAL
6" 90 DEG PAD | 1/4" THK X 90 DEG X 8" WD 6" P.S. FRP - ETCHED INSIDE | INDUSTRIAL
6" 90 LR | ELL 90 LR, BW, ASME B16.9 | INDUSTRIAL
6" 90 LR STD ELBOW | (blank) | INDUSTRIAL
6" 900# CHECK VALVE | 6" X 6" 900# TOM WHEATLEY, FIG. 55, HORIZONTAL SWING CHECK VALVE, FLANGED RAISED FACE, SERIES 510, 2250 PSI (155.1 BAR) MOP, BODY ASTM A216 WCC, A351 CF8M CLAPPER, A216 WCC SEAT, VITON SEALS, VITON BONNET SEAL, API 6D, NACE MRO175 2002, CLASS III BOLTING, 2250 PSI @ ‐ 20 F, 2115 PSI @ +400 F, INTEGRAL SEAT, API 6FD, ASME B16.34, MONOGRAMMED, FACTORY NEW MODIFY TO RTJ ENDS | INDUSTRIAL
6" 900# RTJ BLIND FLANGE | (blank) | INDUSTRIAL
6" 900# WKM | 6" X 6" 900# WKM 370D6 BALL VALVE, 2 PIECE TRUNNION RAISED FACED FLANGED ENDS, FULL PORT, 2250 PSI MOP, 2217 MOP AT MAX. TEMP., TRIM 24-YSF-23 WG, CARBON STEEL BODY, CF8M/316 SS BALL, 316 SS STEM, CF8M/316 SS SEAT, NYLON SEAT SEAL,ELAST-O-LION 101 SEALS, WORM GEAR OPERATED WITH LOCKING DEVICE, NACE, API 607, API 6D, API 598, TEMP RATING -20F TO +250F, LONG PATTERN MODIFICATIONS: AMEND END CONNECTIONS TO RTJ AND STANDARD API6D HYDRO TEST WKM/370D6 | INDUSTRIAL
6" 90S | ???
6" A106B SMLS PIPE | 6 BLK BE A106B S80 SMLS SRL PIPE, Length 21' | MCCARTY EQUI
6" ACTUATED BALL VALVE | VALVE, BALL, TRUNNION, 6 IN (150 MM) X 6 IN (150 MM), FLANGED RAISED FACE, WKM, 370D6, ANSI 150 (20 PN), 290 PSI (20 BAR) MOP, 245 PSI (17 BAR) MOP AT MAX TEMP, TRIM 24‐YRF‐24, CARBON STEEL BODY, CARBON STEEL/1MIL ENP BALL, CARBON STEEL/1MIL ENP STEM, CARBON STEEL SEAT, NYLON SEAT SEAL, HNBR SEALS, LESS GEAR, API 607, API 6D, API 598, ‐20 F (‐29 C) ‐ +250 F (+121 C), LONG PATTERN NACE ACTUATOR LIMITORQUE L120‐10‐3‐1800 / WG‐02‐D ELECTRIC ACTUATOR W/ WORM GEAR, XP, 3/60/460VAC, BASIC INTEGRAL CONTROL (BIC), CS 3‐ 2‐3, 24VDC RELAY, 24 RPM, FAIL LAST, ADAPTION, MOUNT/SET | INDUSTRIAL
6" Actuated Valves | ??? | TORO COMPLET
6" ADAPTER | 6" Adapter | INDUSTRIAL
6" ANSI B16.5 FLANG | 6" ANSI B16.5 FLANG | CITY PIPE
6" ANSI B16.5 FLANGE | (blank) | CITY PIPE
6" BALL VALVE | 6" X 6" 600# WKM 370D6 BALL VALVE, 2 PIECE TRUNNION RAISED FACED FLANGED ENDS, FULL PORT, 1500 PSI MOP, 1477 MOP AT MAX. TEMP., TRIM 24-YRF-24, CARBON STEEL BODY, CARBON STEEL/1 MIL ENP BALL, CARBON STEEL/1 MIL ENP STEM, CARBON STEEL SEAT, NYLON SEAT SEAL, HNBR SEALS, LESS GEAR WITH MOUNTING PLATE, NACE, API 607, API 6D, API 598, TEMP RATING -20F TO +250F, LONG PATTERN MODIFICATIONS: ADD GEAR OPERATOR | INDUSTRIAL
6" BALL VALVE W/ ACTUATOR | 6" 150# RF FULL PORT 3PC TRUNNION BALL VALVE A105N BODY CS/ENP TRIM DEVLON/HBNR SEAT & SEAL API‐6D ISV BT3EU‐F015‐1110RF‐DH‐NFG ACTUATOR LIMITORQUE QX‐4 ELECTRIAC QUARTER TURN ACTUATOR, XP, NON INTRUSIVE STD CONTROLS, 3/60/460VAC, OA CONTACTS, 24VDC UPS, 120VAC TRANSFORMER OPERATING TIME: ADJUSTABLE 30‐120SEC | TORO COMPLET
6" BALON BALL VALVE | 6" Full Port R.F. Ansi 600 1,480# WP Steel Ball Valve 316 S.S. Ball & Stem, Nace 6FF63NRF | CITY PIPE
6" BASKET | TITAN BS85-6” REPLACEMENT BASKET ONLY IN 1/8” PERF, 304SS MATERIAL | CITY PIPE
6" BP Control Valve | ??? | EGGELHOF, IN
6" BRAY BUTTERFLY VALVE | S41 6" CS,316,17‐4,RTFE/SILI" Bray HPBFV ANSI Class 150. Lug Style. Body: ASTM A216 Gr WCB Carbon Steel Disc: ASTM A351 Gr CF8M Stainless Steel Stem: 17‐4PH Stainless Steel Seat: RTFE with Silicone Rubber Energizer Lever Op BRAY 410600‐11001466 | EGGELHOF, IN
6" BRODIE VALVE | ??? | TORO COMPLET
6" BS&W | UC01010020101BXXX/700-1202-001- BMB-152-898.52-152XXXX DREXEL BROOK WATER CUT MONITOR, HART, FM/ FMC IS, 3/4" NPT WITHOUT GROUND LUG, NO ADDITIONAL FILTERING, REMOTE CONFIG WITH 10' GENERAL PURPOSE CABLE, WITHOUT DUAL SEAL OPTION, 101 SENSING ELEMENT, LIGHT OIL, 316SS WETTED PARTS, 6" 150# RF FLANGE 316SS MOUNTING, 6" PIPE SIZE, 35.375 INSERTION LENGTH, 6" COTE SHIELD | CITY PIPE
6" BUTTERFLY VALVE | S41 6" CS,316,17s4,RTFE/SILI" Series 41, trim 466. Bray HPBFV ANSI Class 150. Lug Style. Max Working Pressure 285psi Body: ASTM A216 Gr WCB Carbon Steel Disc: ASTM A351 Gr CF8M Stainless Steel Stem: 17s4PH Stainless Steel Seat: RTFE with Silicone Rubber Energizer Lever Op | INDUSTRIAL
6" CAM ADPT | ??? | INDUSTRIAL
6" CAM CAP | ??? | ELLIOTT ELEC
6" CGI GASKETS | 6" 150# CGI Gaskets
6" CHECK VALVE | VALVE, CHECK, SWING 6 IN (150 MM), FLANGED RING TYPE JOINT, WHEATLEY, 510, ANSI 900 (150 PN), 2250 PSI (155.1 BAR) MOP, BODY ASTM A216 WCC, A351 CF8M CLAPPER, A216 WCC SEAT, BUNA PC SEALS, BUNA PC BONNET SEAL, API 6D, NACE MRO175, 2250 PSI(155.1 BAR) @ -20 F (-28.8 C), 2217 PSI(152.8 BAR) @ +250 F(+121.1 C), INTEGRAL SEAT API 6FD, ASME B16.34 P/N: 9D-510-064216-121 | DEALERS
6" CONTROL VALVE | DANIEL SERIES 700 CONTROL VALVE, 6 IN (DN150) V76006DBBBBBBBBKAAAAAAAA1AZHS CRATE-SPL-1:CRATING, SPECIAL | TEINERT META
6" DB&B | 6" 600# MODEL 8841A GEAR OPERATED GENERAL TWIN SEAL VALVE -VITON FIBER REINFORCED (VFR) SLIPS & VITON O-RINGS -DTR SYSTEM (5) EACH "C" ORIENTATION (1) EACH "G" ORIENTATION | TEINERT META
6" DB&B Valves | 6" 600# GENERAL TWINSEAL, MODEL C841, GEAR OPERATED, REDUCED PORT, TEMP. LIMITS: -20/+350 DEG. F, BODY MATERIAL: ASTM A216 WCC, BODY PLATING: 3 MIL. CHROME PLATED, PLUG MATERIAL: ASTM A216 WCB, PLUG PLATING: 1 MIL ENP, BONNET MATERIAL, ASTM A36, LOWER PLATE MATERIAL: ASTM A36, STEM MATERIAL: ASTM A216 WCB, SLIP MATERIAL: ASTM A536 GR 80-55-06 DI, SLIP SEAL MATERIAL: VITON 90 DUROMOETER, O-RING MATERIAL: VITON 90 DUROMETER, GASKET MATERIAL: GRAPHITE, PACKING MATERIAL: GRAPHITE, GLAND MATERIAL: TYPE 2 NI-RESIST/A487- CA6NM, BOLTING MATERIAL: ASTM Al 93-B7/A1942H, END CONNECTION: FLANGED RAISED FACE, FLANGE FINISH: 125-250 AARH, INDUSTRY STANDARD: ASME B16.34, BLEED SYSTEM: DTR W/ MANUAL BLEED VALVE, BLEED MATERIAL: CARBON STEEL, BLEED SYSTEM ORIENTATION: UPSTREAM: PIPE PLUGS: CARBON STEEL, GEAR OPERATOR MODEL: 751, TESTING STANDARD: AP16D, PAINT: RED OXIDE PRIMER, END TO END: 22 INCHES, TORQUE: 117 FT. LBS. TURNS: 29, FACTORY NEW INCLUDES MTRs MODIFICATIONS: MODIFIED TO CV DTR SPEC FRANKLIN/VALVE | TEINERT META
6" DYNAFLO 570 W/ LIMITORGUE QX | VALVE: 6'' 150-300-600RF DYNAFLO WAFER ROTARY CONTROL VALVE - 570, LCC CS BODY - COMPOSITION ULTRA BALL SEAL - SQUARE END SHAFT - DYNAFLO - FIG# DF-570-6-CLC-PPT ACTUATOR: LIMITORQUE QX-2-B4 ELECTRIC ACTUATOR, 115/1/60, MODUTRONIC CONTROLS, LCD SCREEN, OA OPTION BOARD, 24 VDC UPS, APT CARD (4-20mA FEEBACK) B&K TORQUE BUSHING, FACTORY NEW OPERATING TIME: 8-30 SECONDS (ADJUSTABLE). Stakeholder 23581-01
6" ELL 90 LR STD | (blank) | ELLIOTT ELEC
6" ELLIPTICAL DEFLECTOR | ED6B 6" ELLIPTICAL DEFLECTOR FOR BLIND INSTALLATION (Custom Length per customer drawings) No return | GRAYBAR
6" EZ SUPPORT | 14'' 1218 - F <> D = 1' - 7 1/4''. Medallion 23500-01 | GRAYBAR
6" FIG 206 HAMMER UNIONS | 38100210 6” FIG 206 Hammer Union, C&C | SWAGELOK WES
6" FISHER | 6" ANSI CL600 FISHER DVC6200-1052-V100, CS OR SST WAFER STYLE BODY, SST BALL, 17-4PH SHAFT, TCM BALL SEAL, CLASS VI SHUTOFF, SST/PTFE LINED BEARINGS, PTFE/COMP PACKING 1052 SIZE 60 PDTO FAIL CLOSE ACTUATOR, RIGHT HAND MOUNT, POS 1, 0-33# SPRING (1K1628). DVC6200 POSITIONER, HART, 4-20mA INPUT, SINGLE/DIRECT ACTING, NEW AIRSET, SST TUBING AND FITTINGS | SWAGELOK WES
6" FISHER VALVE | 6" ANSI CL600 FISHER DVC6200-1052-V100, CS OR SST WAFER STYLE BODY, SST BALL, 17-4PH SHAFT, TCM BALL SEAL, CLASS VI SHUTOFF, SST/PTFE LINED BEARINGS, PTFE/COMP PACKING 1052 SIZE 60 PDTO FAIL CLOSE ACTUATOR, RIGHT HAND MOUNT, POS 1, 0-33# SPRING (1K1628). DVC6200 POSITIONER, HART, 4-20mA INPUT, SINGLE/DIRECT ACTING, NEW AIRSET, SST TUBING AND FITTINGS
6" FLANGE | 6" 150# RF Blind Flange F52
6" FLANGE SUPPORT FAB | (blank) | ENDRESS + HA
6" FP BALL VALVE 300# | 6" ANSI 300# Balon Full Port Ball Valve | MIDSTREAM VA
6" FP BALL VALVE 600# | ??? | MIDSTREAM VA
6" FRANKLIN DBB | 6" ANSI 150# Franklin DuraSeal Valve, Fig.#D711. Viton slip seals & trim, A216 WCB Body with Chrome ID, Plug with ENP, ASTM A216 WCB or A350 LF2 Bonnet, Lower Plate, A536 DI Slips RFFE, 301 Gear Operator & DTR Assembly. | MIDSTREAM VA
6" GASKET | GASKET- 6 150 CG LAM0NS 316 WINDINGS CS OUTER RING | THE SHERWIN
6" GASKETS | 6" 150# 316SS GASKETS | JET SPECIALT
6" GLOBE VALVE | 6" 150 RF Globe Valve WCB Trim 8 HWO DSI 161XU | JET SPECIALT
6" GRUVLOK GASKET | ??? | DAVIS & DAVI
6" HAMMER UNION | 6" CNC FIG 206 SE HAMMER UNION | DAVIS & DAVI
6" HAMMER UNIONS | 6" Kemper 207 Hammer Unions
6" HX 90 | 6" XH 90
6" INSULATED U-BOLT | ??? | DAVIS & DAVI
6" INSULATED U-BOLTS | (blank) | DAVIS & DAVI
6" J-FLOW VALVE | ??? | DAVIS & DAVI
6" KOFLO STATIC MIXER | 6-80-1-3V-16 - 6" Koflo Static Mixer - 6" Schedule 80 (0.432" Wall) ASTM A106 Gr. B Carbon Steel Housing - Three (3) Fixed Carbon Steel Mixing Elements and a Flow Straightening Vane - 6" ASTM A105 Carbon Steel ASME B16.5 Class 600 Raised Face Weld Neck Flanged Ends - Koflo® Blue Two-Stage Industrial Paint System with Corlar® 2.1 PR-P™ Epoxy Primer and Imron® 3.5 HG™ + Polyurethane Topcoat Length: 36" Net Weight: ~233.3 lb Attached Drawing: KD-1036 Pressure Loss: No flows given
6" NEWAY BALL VALVE | 6" CLASS 150, RAISED FACE END, SIDE ENTRY, FORGED, TRUNNION MOUNTED BALL VALVE,ASTM A105N, A105N+ENP / GLASSFILLED PTFE, GEAR OPERATED NEWAY 6FP‐BS1R‐A105N‐16333‐NC‐G | HATFIELD AND
6" NEWCO CHECK VALVE | ??? | E-Z PIPE
6" NIPPLE | 6" x 12" XH SMLS Nipple | ENVENT TECH
6" PADS | ¼” THK X 90 DEG. X 10” WD 6” P.S. FRP – ETCHED INSIDE | DAVIS & DAVI
6" PIPE PAD | 1/4" THK X 90 DEG X 8" WD 6" P.S. FRP ETCHED INSIDE Marathon Job# 19967 and 19968 | ELLIOTT ELEC
6" PIPE PADS | 1/4" THK X 90 DEG X 8" WD X 6" P.S. FRP - ETCHED INSIDE | GRAYBAR
6" PIPE SCH 40 DOMESTIC | 20' joint | GRAYBAR
6" PIPE SS SMLS | 6 40S .280W 316/L SMLS PIPE
6" PLUG | 6'STD BULL PLUG | SPECIALTY EQ
6" POLYSHRINK COATED XL | 6" POLYSHRINK COATED XL U-BOLT W/ 4 NUTS | CITY PIPE
6" PROMAG P 300 | ??? | CITY PIPE
6" PVC ADAPT | TPA1030B TPZ 1030B 6IN PVC FEMALE ADAPT | CITY PIPE
6" PVC FEMALE ADPT | 6" PVC Female Adpt | FMC TECHNOLO
6" REMAN FISHER VEEBALL VALVE | REMAN 6" 150 RF FISHER V150 VEEBALL CONTROL VALVE, CS BODY, SST BALL, TCM BALL SEAL, TFE PKG ACTUATOR LIMITORQUE QX‐3 ELECTRIC ACTUATOR, XP, 3/60/460VAC, MODULATING CONTROLS, OA CONTACTS, APT 4‐20mA (IN/OUT), ADAPTION, MOUNT/SET OPERATING TIME: 30 SEC | VINSON PROCE
6" REPLACEMENT BASKET | FB21-6” REPLACEMENT BASKET ONLY IN 304SS, 20 MESH LINED | VINSON PROCE
6" SCH80 SMLS CS PIPE | (blank) | VINSON PROCE
6" SEAL BLOCK ASSEMBLY | 6" SEAL BLOCK ASSEMBLY, (1) H-BLOCK AND (2) VITON GFLT SEALS, PART #XL1.06SBA
6" SQUARE TUBING 1/4" *RED* | (1) 40' joint | VINSON PROCE
6" SQUARE TUBING 3/8 *YELLOW* | (blank) | SULLAIR
6" SQUARE TUBING 3/8" YELLOW | All material on Quote #127202003 | CITY PIPE
6" STD BULL PLUG | ???
6" STD CAP | (blank)
6" STD LR 45 ELBOW | (blank)
6" STD LR 90 ELBOW | (blank)
6" STD LR 90 ELL | (blank)
6" STD LR 90 ELL WELD | (blank)
6" STD PIPE | (blank)
6" STD PIPE DOMESTIC | (2) 20' joints
6" STD SMLS PIPE | (blank)
6" STD SMLS X52 PIPE | (blank)
6" STD WELD CAP | (blank)
6" STD WELD TEE | (blank)
6" STRAINER | Corvel ECA Powder
6" STRAINER CF8M | ???
6" SWIVEL 300# | S20XL1.06CV300X300 6" SWIVEL ASSEMBLY FOR STANDARD SERVICE, CARBON STEEL / VITON, STANDARD GREASE 300# Flange x 300# Flange
6" SWIVEL JOINT | OPW 6" Style 40 Carbon Steel Swivel Joint w/300# Flanged Ends & Buna Seals
6" TEE | TEE - BW 6" STD MSS SP-75 Y52 DOMESTIC
6" TEE HX A234 | 6" Tee HX A234 | DK CONTROLS
6" TEST WELL | ???
6" THERMOWELL | ???
6" TITAN STRAINER | TITAN FB21C0600-FAB 6“ 150# RF FLANGED END FABRICATED BASKET STRAINER, CARBON STEEL BODY, 10” BODY, NPT TAPPED DRAIN, 304SS LID GASKET, 1/2“ TAPPED AND PLUGGED COVER VENT, 1/8” PERF, 304SS BASKET
6" TRUNNION BALL VALVE | 6" CL600 RTJ FE Trunnion Mounted Ball Valve, WCB Body, 3mil ENP Trim, HNBR Seals, Devlon Seats, Gear Op, DelVal# 7C060141297G0
6" U BOLTS | ??? | CITY PIPE
6" U BOLTS INSULATED W/ I ROD | ??? | CITY PIPE
6" U-BOLT | 6" POLYSHRINK COATED U-BOLT TO FIT 1/4" WRAP
6" UBOLT W/IROD | (blank) | VINSON PROCE
6" U-BOLT W/I-ROD | (blank) | VINSON PROCE
6" U-BOLT WITH I-ROD | (blank) | VINSON PROCE
6" UBOLTS | UBOLT- 6 X 5/8 STOCK GALVANIZED POLYSHRINK COATED W/ ROD 4 HEX NUTS | SUMMIT
6" U-BOLTS | INSULATED WITH I-RODS | ELLIOTT ELEC
6" UBOLTS GALV | 6" UBolts Galv
6" UBOLTS W/DOUBLE NUTS | 6" U-Bolts w/double nuts and washers
6" UBOLTS W/IROD | 6" U-Bolt W/Irod and double nuts | ELLIOTT ELEC
6" U-BOLTS WITH I RODS | 6" U-Bolts with I Rods | VINSON PROCE
6" ULTRASPOOL | USL1NP0600 6” CL150 ULTRASPOOL EXPANSION JOINT, 200 PSI, GALVANIZED CS RETAINER RING, 230 DEG. F | BRICE CO
6" VALCON PACKAGE | ??? | DB ROBERTS
6" VIC GASKET | 6in Nitrile End Protection Grv Coupling Gasket | DB ROBERTS
6" VICTAULIC GASKETS | 6" VICTAULIC GASKETS
6" WARREN TRUNNION BALL VALVE | EPCO SPEC: VB‐014F 6"150# WARREN TRUNNION BALL VALVE A105N/ENP TR DEVLON HNBR/GRAPH 3PC TRN BALL NACE RF FP GO 6155‐T35DHRG INCLUDES EPCO DRAIN VALVE / EPCO GREEN TAG TEST (STANDARD
6" WKM BALL VALVE | 6" X 6" 150# WKM 370D6 BALL VALVE, 2 PIECE TRUNNION RAISED FACED FLANGED ENDS, FULL PORT, 290 PSI MOP, 245 PSI MOP AT MAX. TEMP., TRIM 24-YRF-24, CARBON STEEL BODY, CARBON STEEL/1 MIL ENP BALL, CARBON STEEL/1 MIL ENP STEM, CARBON STEEL SEAT, NYLON SEAT SEAL, HNBR SEALS, WORM GEAR OPERATOR WITH LOCKING DEVICE LESS LOCK, NACE, API 607, API 6D, API 598, TEMP RATING -20F TO +250F, LONG PATTERN | ELLIOTT ELEC
6" WTV BALL VALVE | WTV 6” 150# RF FLANGED END BALL VALVE, CARBON STEEL X 316SS (NACE) | CITY PIPE
6" X 10' UNI OIL MXM CS | 6" X 10' UNI OIL MXM CS 6" x 10' Uni Oil Comp hose Mp x Mp CS
6" X 14-12 STD WOL | (blank)
6" X 3" STD ECC REDUCER | (blank)
6" X 3" STD REDUCING TEE | (blank)
6" X 3" STD WELD TEE A234 WPB | (blank) | BRICE CO
6" X 3" XH CONC REDUCER | (blank) | ELLIOTT ELEC
6" X 3" XH ECC | (blank) | DEALERS
6" X 4" STD CONC REDUCER | (blank) | DEALERS
6" X 4" STD ECC REDUCER | (blank) | DEALERS
6" X 4" STD RED TEE | (blank) | CITY PIPE
6" X 4" STD REDUCING TEE | (blank) | ELLIOTT ELEC
6" X 4" XH CONC | (blank) | VINSON PROCE
6" X 4" XH CONC REDUCER | (blank)
6" X 4" XH RED 90 | 6" x 4" XH Red 90 | FMC TECHNOLO
6" X 6" 150# WKM | ??? | CITY PIPE
6" XH BULL PLUG | Bull plug | DEALERS
6" XH CAP A234 | 6" XH Cap A234 | PYROMATION
6" XH ELL LR 90 | (blank) | CITY PIPE
6" XH LR 90 ELBOW | (blank)
6" XH PIPE | PIPE- SEAMLESS 6 .432 SCH 80/XH A106B BEV DRL DOMESTIC 28.6LB/FT | ROSEMOUNT, I
6" XH SMLS DOMESTIC PIPE | (blank) | FMC TECHNOLO
6" XH TEE | (blank)
6" XH WELD CAP | (blank)
6" XH WELD CAPS | 6" XH Weld Caps MTRs required EVX Job# 21354 | EMERSON PROC
6" YALE Y2000 HINGED CLOSURE | 6" Yale Y2000 Hinged Closure ***stock in Big Spring | FMC TECHNOLO
6"-150# BASKET STRAINER | BS85C0600 6 BS85-CS CARBON STEEL 150# FLANGED END BASKET STRAINER 1/4 PERF SS T304 WITH 1‘’ NPT DRAIN INSTALLED WITH 3/4‘’ NPT VENT WITH 1/2‘’ NPT DP TAPS WITH PTFE FLAT GASKET WITH A193 Gr B7/ASTM A194 Gr 2H BOLTING ***LEAD TIME: 3-4 WEEKS ARO*** **SIGNED APPROVAL DRAWING WILL BE REQUIRED AND NO CANCELLATIONS WILL BE ACCEPTED**
6"-150# RFF BALL VALVE | WTV 6“ 150# BALL VALVE B06F01FF 6“ 150# RF FLANGED END BALL VALVE, CARBON STEEL BODY, 316SS BALL NACE, PTFE SEAT, FULL PORT, LEVER-OP | CITY PIPE
6"150# STD RF SLIP-ON FLANGE | (blank) | CITY PIPE
6"X3" STD CON RED A234 | (blank)
6"X4" STD ECC RED A234 | (blank) | ELLIOTT ELEC
6"X6"X6' WIRE WAY/GUTTER | CATALOG # A6672RT6X6X72 N3R SC WIRE TROUGHREF QUOTE 101-42832 | FMC TECHNOLO
6’’ 150LB STD RF FLANGE | 6’’ 150LB STD RF FLANGE | FMC TECHNOLO
6’’ ELL 45 LR STD | 6’’ ELL 45 LR STD
6’’ FLG WNFF 150LB STD | 6’’ FLG WNFF 150LB STD | INSTRUMENT M
6’’ FLG WNRF 300LB STD | 6’’ FLG WNRF 300LB STD | CITY PIPE
6’’ FLG WNRF 600LB XH | 6’’ FLG WNRF 600LB XH | CITY PIPE
6’’ SO 300LB FF STD | 6’’ SO 300LB FF STD XTO Job# 21416, 21417, 21466 and 21467 | ELLIOTT ELEC
6’’ X 1 ½’’ SOL 3000LB | 6’’ X 1 ½’’ SOL 3000LB | ELLIOTT ELEC
6’’X2’’ WELDOLET | 6’’x2’’ weldolet 3000# | THE SHERWIN
6’’X2’’ WOL XH | 6’’X2’’ WOL XH | ELLIOTT ELEC
6’’X3’’ RED ELL 90 LR STD | 6’’X3’’ RED ELL 90 LR STD | SUMMIT
6’’X4’’ RED CONC STD | 6’’x4’’ red conc std | VINSON PROCE
6’’X5’’ CON RED STD | 6’’X5’’ CON RED STD | SUMMIT
6” 150# FF PAPER GASKETS | 6” 150# FF Paper Gaskets | DEALERS
6” 150# FF WN STD FLANGES | 6” 150# FF WN STD Flanges | CITY PIPE
6” 150# GASKETS | 6” 150# gaskets with interring | CITY PIPE
6” 150# GASKETS NO INNER RING | (blank) | ELLIOTT ELEC
6” 150# GASKETS NO INTER RING | 6” 150# gaskets no inter ring | CITY PIPE
6” 150# GASKETS NO INTERRING | 6” 150# gaskets no interring | CITY PIPE
6” 150# NO INNER RING | 6” 150# no inner ring | GRAYBAR
6” 300# BLIND RF | 6” 300# blind RF
6” 300# CGI GASKETS | 6” 300# CGI Gaskets
6” 300# GASKETS NO INTERRING | 6” 300# gaskets no interring
6” 300# RF WELD NECK FLANGE | 6” 300# RF weld neck flange
6” 304 SS SEAL POTS |  SEAL POT, 2 GALLON CAPACITY, 6.75” OD 304SS CONSTRUCTION 30” OAL, MAWP 400PSIG@200F, (2) 1/2" FNPT PORTS FOR SEAL INLET AND OUTLET, (2) 1/2" FNPT LEVEL GLASS PORTS 5” C/C, (1) 1" FNPT FILL PORT, (2) 1/2" VENT/DRAIN PORTS, (1) 1-1/2” NPT LEVEL SWITCH PORT, LEAK TEST, FABRICATION DRAWINGS • PRESSURE/TEMPERATURE RATINGS TO BE CONFIRMED THROUGH ENGINEERING • NOZZLE QUANTITY/SIZES TO BE CONFIRMED THROUGH ENGINEERING
6” 600# GASKET WITH INTERRING | 6” 600# gasket with interring
6” 600# OEF USM BI-DI METER RUN | 6” 600# Bidirectional Meter Run Assy., S/40 A106B, 600# A105OEF, (2) CPA 55E style flow conditioners, flex gaskets, (3D x 5D x Meter x 5D x 3D). (1) 1”, (1) ¾” U/S TOL & (1) 2” Latrolet (facing down) & (6) ¾”, (1) 1” 3,000# TOL & (1) 2” Latrolet (facing down) D/S. Includes: 100% API 1104 X-ray, 4 Hr. Hydro, Mic sheets, and MTR’s. Sandblast & Paint per (Sherwin Williams system in table 4.2.1 STD.6000) Acrolon 218HS Meets AGA 9, Includes Elongated Tee’s, Overall Length: TBD This quote is per WWM AML on materials, requested to us on 7/20/22 | CITY PIPE
6” C-CHANNEL | 40' Channel | CITY PIPE
6” I-BEAM 15LBS | 20; Beam
6” POLYURETHANE SPHERE | ??? | CITY PIPE
6” R45 RING GASKETS RTJ | 6” R45 ring gaskets RTJ | CITY PIPE
6” SCH 40 PIPE CAPS. 316 SS | 6” SCH 40 pipe caps. 316 SS
6” U-BOLT | 6” U-bolt with Insulator | CITY PIPE
6” U-BOLTS | 6” U-bolts with cover and I-rods | CITY PIPE
6” U-BOLTS WITH BLACK COVER | 6” U-Bolts with black cover and I-Rods
6” U-BOLTS WITH I-ROD | 6” U-bolts with I-Rod | CITY PIPE
6” UNION | ??? | CITY PIPE
6” VICTAULIC GASKET, BUNA | (blank)
6” X 3” STD RED CONC | 6” x 3” Std Red Conc
6”300# GASKETS NO INTERRING | 6”300# gaskets no interring
60 HP VFD | ???
60' OF 1 X 6 HOT ROLLED FLAT | (blank)
60' OF 1 X 8 HOT ROLLED FLAT | (blank)
60' OF 3/4 X 6 HOT ROLLED FLAT | (blank)
60 PB200D 3/4 PLASTC INS BSH | Job #21109-10 Charge back to moms meals | CITY PIPE
60” X 30” X 8” BOXES | ??? | CITY PIPE
600 AL/CU 4 COND | 600 AL/CU 4 COND, 2 HOLE STACKED LUG | CITY PIPE
600 V #10 BARE GRD BELD | Job # 21109-10 Charge back to moms meals | CITY PIPE
600 V BARE GRD BELD | Job # 21109-10 Charge back to moms meals | CITY PIPE
600# drexelbrook bs&w | ??? | CITY PIPE
600# DREXELBROOK BS&W | ???
600# PROMASS METER | 8Q3B80-72H7/0 8Q3B80-CSIMADDGADSAACSKA2+AAEBEJ Promass Q 300, 8Q3B80, DN80 3" Select medium Liquid Mass flow unit lb/min Volume flow unit USgal/min Density unit lb/USgal Temperature unit °F Corrected volume flow unit Scf/min Reference density unit lb/Scf Baud rate Bd19200 Data transfer mode RTU Parity Even Byte order BO 1-0-3-2 Failure mode Stop Curr. output 2 Off Current output 3 Off Format display 1 value, max. size Value 1 display Mass flow Value 2 display None Value 3 display None Value 4 display None Display damping 0.00000 s Totalizer 1 Unit lb Operating mode totalizer Net flow total Failure mode Stop Totalizer 2 Unit lb Operating mode totalizer Net flow total Failure mode Stop Totalizer 3 Unit lb Operating mode totalizer Net flow total Failure mode Stop CS Approval; Transmitter + Sensor: CSA C/US; Cl.I Div.2, NI I Power Supply: 100-230VAC/24VDC MA Output; Input 1: Modbus RS485 D Output; Input 2: Configurable I/O default off D Output; Input 3: Configurable I/O default off G Display; Operation: 4-line illum.; touch control + WLAN A Housing: Alu, coated D Electrical Connection: Thread NPT1/2 SA Meas. Tube Mat., Wetted Parts Surface: Stainl. steel, not polished ACS Process Connection: Cl.600 RF, 1.4404/316/316L, flange ASME B16.5 K Calibration Flow: 0.10% Volume A2 Device Model: 2 AA >Operation Language Display: English EB >>Application Package: Heartbeat Verification + Monitoring EJ >>Application Package: Petroleum | THE SHERWIN
600# WARREN BALL VALVE | 4"600#WCB/316 TR TFM1600/HNBR BALL FS NACE RF FP LEVER LEVER API 6D WARREN 6605FS‐26MHGRL6D | SUMMIT
600# WARREN CHECK VALVE | 4" 600# WCB/316 TR BC SWING CHECK NACE RF API 6D VITON SEAT‐SEALS WARREN 3605‐6IVVR6D | SUMMIT
600# WARREN TRUNNION BALL VALVE | 4" 600# A105N/ENP TR DEVLON/ FKM GLT/GRAPH 3PC TRN BALL RF FP NACE LEVER WARREN 6605‐T35DLRL | ELLIOTT ELEC
600-1-2RT 3/8 X 1/8 | (blank)
6001PB1-2 | R6001-2 OV CART 2PAC | GRAINGER
60029 REPAIR KIT | 60029, (PATHWAY REPAIR KIT FOR 304-235-121(32)) KIT INCLUDES- (3) NITRILE O-RINGS, (1) SS LOCK NUT, (2) ACETAL TRIM PLUG INSERTS, (1) NITRILE/MOLYTHANE/BRASS PACKING GLAND ASSEMBLY, (1) VALVE STEM ***Allow 3-4 business days | VANZANDT CON
60032 REBUILD KIT | 60032 REBUILD KIT FOR 550 SERIES 2" PISTON VALVE WITH REMOVABLE SEAT, ACETAL TRIM, NITRILE SEALS INCLUDES ALL ORINGS, PACKING, LOCK NUTS, PACKING GLAND ASSEMBLY, PLUG INSERT AND STEM | CANAL ALARM
60032 REBUILT KIT | 60032 REBUILD KIT FOR 550 SERIES 2" PISTON VALVE WITH REMOVABLE SEAT, ACETAL TRIM, NITRILE SEALS INCLUDES ALL ORINGS, PACKING, LOCK NUTS, PACKING GLAND ASSEMBLY, PLUG INSERT AND STEM | MCCARTY EQUI
6006 FLANGE | 6'' 6006 Flange <> D = 3' - 4'' | MCCARTY EQUI
600-C PLUG | (blank) | SUMMIT
600T4 | 600 AL/CU 4 COND, 2 HOLE STACKED LUG | SAUNDERS COM
600V #10 BARE GRD BELD | Job # 21109-10 Charge back to moms meals | SAUNDERS COM
600V ALUM COND | 600V ALUM COND XHHW-2-AL-4-STR-BLK-CUT REEL | SAUNDERS COM
608311-001 | 608311-001, Replacement Diaphragm Kit | INDUSTRIAL
60CF0041 | ??? | CITY PIPE
60CF-0848 | ??? | CITY PIPE
60CF-0849 | ??? | CITY PIPE
60CF-0852 | ??? | EDGEN MURRAY
60CF-0855 | ??? | EDGEN MURRAY
60CF-0859 | ??? | CITY PIPE
60CF-0862 | ??? | CITY PIPE
60CF0863 | ??? | INDUSTRIAL
60CF-0863 | ??? | INDUSTRIAL
60CF0866 | ??? | INDUSTRIAL
60CF-0866 | ??? | CITY PIPE
60CF-0878 | ??? | CITY PIPE
60CF-1282 | ??? | CITY PIPE
60CF1333 | ??? | INDUSTRIAL
60CF-1363 | ??? | CITY PIPE
60HP VFD 460V 3PH, NEMA 3R | 60HP VFD 460V 3PH, NEMA 3R WALL MOUNT ENCLOSURE 53x36x16, MAIN CIRCUIT BREAKER DISCONNECT WITH PAD LOCKABLE THROUGH THE DOOR OPERATOR, SCHNEIDER VARIABLE TORQUE ATV630 VFD, CONTROL POWER TRANSFORMER WITH PRIMARY AND SECONDARY PROTECTION, HOA SWITCH, LIGHTNING ARRESTOR, FAULT RESET PUSHBUTTON, TERMINAL STRIP FOR FIELD CONNECTIONS, DRY CONTACT FOR CUSTOMER USE, KEYPAD DOOR MOUNTED WITH WEATHER COVER, 24/7 PHONE SUPPORT UL 508 LABEL, LAMINATED SCHEMATICS. | ODESSA PUMPS
6-150 DSI CHECK VALVE | ??? | ELLIOTT ELEC
6-150- FRANKLINNACE | VALVE ASSEMBLY 6" 150# FRANKLIN DURASEAL DOUBLE BLOCK AND BLEED VALVE, RAISED FACE FLANGED ENDS, WCB BODY, D.I.-ENP TRIM, VITON SEALS, NACE BOLTING AND SS DTR, STANDARD DTR RELIEF ARRANGEMENT, GEAR OPERATED, #D711-301 GO, TORQUE: 19 FT. LBS., TURNS: 20 INCLUDES MTRs MODIFICATIONS: NONE AUTOMATION ASSEMBLY LIMITORQUE MXA-05-52-B4 ELECTRIC ACTUATOR, XP-CL 1, DIV 2, GRPS C & D, 460/3/60 VAC, NON-INTRUSIVE INTEGRAL CONTROLS, STANDARD LCD DISPLAY, OA CONTACTS, 24VDC UPS INPUT, A1 THRUST BASE, BORE AND KEYED TORQUE NUT, MAK, MOUNTED/TESTED. OPERATING TIME: APPROX. 23 SECONDS FRANKLIN/VALVE | GRAYBAR
6-150- WARREN BALL VALVE | ??? | CITY PIPE
6-150-WARRENCHECK- 3155-8N | 6" 150# WARREN SWING CHECK VALVE, API-600, RAISED FACE FLANGED ENDS, WCB BODY, TRIM 8 NACE, FIGURE# 3155-8N, FACTORY NEW | ULTIMATE WEL
6-150-WARRENGATE- 1155-8NYDF | 6" 150# WARREN WEDGE GATE VALVE, RAISED FACE FLANGED ENDS, API-600 OS&Y BODY STYLE, WCB BODY, TRIM 8 NACE, HANDWHEEL OPERATED, FIGURE# 1155-8N, FACTORY NEW (REQUIRED TORQUE: 45 FT. LBS., THRUST: 3777 LBS., TURNS: 33, STEM: 1.125" O.D., 5 TPI, SINGLE LEAD, STROKE: 6.6"), YDF | VINSON PROCE
6170/NS422721 | ??? | FLOW DATA
61NS (PS15C0300) | "3"" CARBON STEEL TEMP CONE STRAINER, 1/8 PERF, CS, 150% OAR 150 LB RAISE FACE 3"" HANDLE" | JET SPECIALT
62-40-251-3 | SOUTHCO COMPRESSION LATCH, LIFT & TURN, MEDIUM SIZE, FLUSH STYLE, NO RESTRICTION, NON-LOCKING, ZINC ALLOY, POWDER COAT, BLACK | CITY PIPE
6291-1126 | ??? | GRAINGER
62-973-431 | GASKET FOR 62-40-251-3 COMPRESSION LATCH
63 6008S-4-F-02-L-P-0-L-60# | PRESSURE GAUGE, 0-60PSI, 1/4" NPT BOTTOM MOUNT CONNECTION, 2-1/2" WHITE ABS DIAL WITH BLACK ANODIZED POINTER, 304SS CASE AND RING, INJECTION-MOLDED ACRYLIC LENS, SS PROCESS CONNECTION AND INTERNALS
631S 1/2 STL EMT 350EA | Job # 21109-10 Charge back to moms meals | CITY PIPE
631S 1/2 STL S/SCR EMT 50EA | Job # 21109-10 TPZ 631S 1/2 STL S/SCR EMT CON | CITY PIPE
635S 1-1/2 STL EMT 40EA | Job # 21109-10 Charge back to moms meals | CITY PIPE
64090/140489 | FS8PS-2, 24 Vdc Power Module Marathon job# 20064 | CITY PIPE
641042401P | PIN-COTTER 1/16 DIA X 5/8 LONG PKG. QTY. 10 | CITY PIPE
641S 1/2 EMT 350EA | Job # 21109-10 Charge back to moms meals | CITY PIPE
642-BRACKET | 642-BRACKET | CITY PIPE
644 TRANSMITTER | Rosemount 644 Temperature Transmitter 644SAE5J6M5XA
644HAE5XAR2M5 | ??? | CITY PIPE
644HAK6R2M5XA | 644 Rosemount 644 Temperature Transmitter H Transmitter Type and Measurement Configuration: DIN A Head Mount - Single Sensor Input A Transmitter Output: 4-20 mA with digital signal based on HART protocol K6 Product Certifications: Canada Explosion-proof; Intrinsically Safe; Non-incendive; Dust Ignition-proof R2 Enclosure Options ¦ Material ¦ Conduit Entry Size: Rosemount Connection Head ¦ Aluminum ¦ ½-14 NPT M5 Display and Interface Options: LCD Display XA Assemble To Options: Process Ready assembly of a transmitter and sensor | CITY PIPE
6495-0553 | ??? | CITY PIPE
65109-001-P BLADE BEARING | 65109-001-P BLADE BEARING | CITY PIPE
65BK4A | TEM VINYL ELEC TAPE 165,BLACK,3/4" X 60',100/CASE | CITY PIPE
6604-06 | THICKSTER14MIL 50PK | CITY PIPE
664RTSC | UNT 664RTSC | CITY PIPE
6672GRTNK | 6X6X72 N3R SCR CBR GTTR NO KO POWDER COATED | CITY PIPE
670 2IN STAMPED STEEL CVR | Job # 21109-10 Charge back to moms meals | CITY PIPE
670G | 2" FM7 WEDGE CVR W/GASKET | CITY PIPE
672 CU-XHHW #400 | Job # 21109-10 Charge back to moms meals
6772L | ??? | CITY PIPE
6776C | ??? | CITY PIPE
6776L | ??? | CITY PIPE
6778L | ??? | CITY PIPE
6780CL | 6" 150# LAMONS SW INNER RING 304, CS OUTER RING, GRAPHITE FILLED | CITY PIPE
6780L | 6' 150# 304 WINDINGS GRAPHITE FILLED CS OUTER RING | JET SPECIALT
6782L | ??? | CITY PIPE
6784CL | 10" 150# LAMONS SW INNER RING 304, CS OUTER RING, GRAPHITE FILLED | CITY PIPE
6784L | 10" 150# 304 WINDINGS GRAPHITE FILLED CS OUTER RING | BARNHART
6798L | ??? | CITY PIPE
6-8" MICRO MOTION METER | CMFHC2M451N2BAEZZZ MICRO MOTION ELITE CORIOLIS METER, 6-8 INCH (DN150-DN200), 316L STAINLESS STEEL CMFHC2M: MICRO MOTION ELITE CORIOLIS METER, 6-8 INCH (DN150-DN200), 316L STAINLESS STEEL 451: Process Connections: 6-inch CL150 ASME B16.5 F316/F316L Weld neck flange Raised face N: Case Options: Standard pressure containment 2: Electronics Interface: 4-wire polyurethane-painted aluminum integral enhanced core processor for remote mount transmitters B: Conduit Connections: 1/2-inch NPT - no gland A: Approvals: CSA (US and Canada): Class I, Div. 1 E: Language: English installation manual Z: Calibration Options: 0.10% mass flow and 0.0005 g/cc density Z: Measurement Application Software: No measurement application software Z: Factory Options: Standard product | CITY PIPE
6804CL | 4" 300# LAMONS SW INNER RING 304, CS OUTER RING, GRAPHITE FILLED | CITY PIPE
6804L | 10" 300# 304 WINDINGS GRAPHITE FILLED CS OUTER RING | BARNHART
6814L | 2" 300-600# 304 WINDINGS GRAPHITE FILLED CS OUTER RING | SMP SUPPLY
6818L | 3" 600# WINDINGS GRAPHITE FILLED CS OUTER RING | CITY PIPE
6820CL | ??? | CITY PIPE
6820L | ??? | CITY PIPE
6822L | ??? | CITY PIPE
6828CL | ??? | CITY PIPE
6835CL | 4" 900# LAMONS SW INNER RING 304, CS OUTER RING, GRAPHITE FILLED | CITY PIPE
6-900-WKM | 6" X 6" 900# WKM 370D6 BALL VALVE, 2 PIECE TRUNNION RAISED FACED FLANGED ENDS, FULL PORT, 2250 PSI MOP, 2217 MOP AT MAX. TEMP., TRIM 24-YSF-23 WG, CARBON STEEL BODY, CF8M/316 SS BALL, 316 SS STEM, CF8M/316 SS SEAT, NYLON SEAT SEAL,ELAST-O-LION 101 SEALS, WORM GEAR OPERATED WITH LOCKING DEVICE, NACE, API 607, API 6D, API 598, TEMP RATING -20F TO +250F, LONG PATTERN MODIFICATIONS: AMEND END CONNECTIONS TO RTJ AND STANDARD API-6D HYDRO TEST WKM/370D6 | CITY PIPE
69P71PA1-A | 3M69P71 FULL FACE R | CITY PIPE
6A-12-90HB12 | B-LINE 6A-12-90HB12 | CITY PIPE
6A-12-HT12 | B-LINE 6A-12-HT12 | CITY PIPE
6A9222 | IRWIN STEP DRILL BIT 12-STEP 3/16" TO 7/8" | CITY PIPE
6AG-EF2-M3-C2A | ??? | CITY PIPE
6AJY2 | Spring Check Valve: Single Flow, Inline Spring, Bronze, 3/4 in Pipe/Tube Size | CITY PIPE
6CL150F150/XE6900 | 6” CL150 SERIES F150 FLO-TITE FLOATER DESIGN FULL PORT BALL VALVE, CS X SS, 2 PIECE DESIGN, TFM SEAT MOUNTED TO A TRIAC XE 6900 IN.LB 120 VAC ELECTRIC ACTUATOR, ON/OFF FAIL IN PLACE, NEMA 4, 4X, 7 & 9, HEATER/THERMOSTAT, VISUAL INDICATOR, 2 LIMIT AND 2 TORQUE SWITCHES, MOUNTING BRACKET & COUPLER FULLY ASSEMBLED AND TESTED | CITY PIPE
6F 50/125UM | 6F 50/125UM OM4 IN/OUT OFNP | CITY PIPE
6FF13NRF15.5 | 6" Full Port R.F. Ansi 150 285# WP Steel Ball Valve 316 S.S. Ball & Stem, Nace Long Pattern (15.5") | CITY PIPE
6F-F13N-RF15.5 | 6" 150 Balon Ball Valve 15.5 | CITY PIPE
6FPB01 | SIEM 6FPB01 1.25 IN BLANK FILLER PLATE P4/P5/SWBD | CITY PIPE
6G-6FJX FITTING | (blank) | CITY PIPE
6-GRE-19STR-CU-500R | THHN-6-GRE-19STR-CU-500R 6G. GREEN WIRE | CITY PIPE
6MJ-4MP ADAPTER | (blank) | CITY PIPE
6MXT 3/8" HYD HOSE | (blank) | CITY PIPE
6X 3 STD CON REDUCER | (blank) | CITY PIPE
6X 4 STD ECC REDUCER | (blank) | CITY PIPE
6X1 TOL | Bonney Forge taper bore design | CITY PIPE
6X12 NIPPLES | XH Nipples | CITY PIPE
6X2 WOL | WELDOLET, BW, STD, 1 1/2" LG, MSS-SP-97 | CITY PIPE
6X3 CONC RED | REDUCER (CONC), BW, ASME 816.9, ASTM A234 GR WPB, SCH 40 | CITY PIPE
6X3 CONC RED STD | (blank) | CITY PIPE
6X3 ECC RED STD | (blank) | CITY PIPE
6X3 STD CON REDUCER | Marathon AML | CITY PIPE
6X3 STD ECC RED | (blank) | JET SPECIALT
6X3 STD ECC REDUCER | (blank) | CITY PIPE
6X4 CON RED STD | (blank) | CITY PIPE
6X4 ECC RED STD | (blank) | CITY PIPE
6X4 RED TEE STD | (blank) | TEX-RAY NDT
6X4 REDUCER STD | 6x4 Reducer std A234 | AMETEK
6X4 STD ECC REDUCER | (blank) | PRICE PUMP
6X4-17 CHARGE PUMP | Griswald 811XL 6x4-17, ductile iron pumps w/ 15.89” impeller & single cartridge seal. Driven by a 40HP, 1200RPM, 3PH, TEFC, Teco-Westinghouse motor. Mounted on steel channel base and complete w/ 5PC spacer coupling and approved guard Also includes 316SS Volute | BRICE CO
6X6X72 N3R SC WIRE TROUGH | 6x6x72 N3R SC Wire Trough | SUMMIT
7' X 14' CUSTOM PANEL RACK | 7' X 14' custom panel rack and canopy mounted on a W6X15 skid base with plate floor. | JET SPECIALT
7" DISPLAY | 173880 BEIJER X2 EXTREME 7 DISPLAY Javelin Energy order# 22396-02 & 22397-03 | ELLIOTT ELEC
7" HMI DISPLAY | 7" Android HMI DIsplay | ELLIOTT ELEC
7" MOXA HMI | NS640 MOXA C1D2 7" TS 7" INDUSTRIAL PANEL COMPUTER E3826 CPU, 8GB RAM, 1000 NITS, 16:9 ASPECT RATIO, IP66 IN FRONT, TOUCH | SLATER CONTR
7,520 AL XHHW #300 WIRE & CABLE | Job # 21109-10 Charge back to moms meals | ABB MOTORS
7.5" O-RINGS | Buna-N o-ring, 7.5" OD x 0.33" | ELLIOTT ELEC
7/16" BUNA O-RING MATERIAL | 7/16" Buna O-ring Material | ELLIOTT ELEC
7/16X1” FLANGED BOLTS | 7/16x1” flanged bolts | FASTENAL
7/8 LAP SCREWS | ??? | TEX-RAY NDT
7/8 X 18 CAD STUDS | ??? | ELLIOTT ELEC
7/8 X 4-1/2 STUDS BK | 7/8 x 4-1/2 Studs BK | BAIRD VALVE
7/8 X 5 1/2 CAD STUD | (blank) | JET SPECIALT
7/8 X 5 1/2 TEFLON STUD | (blank)
7/8 X 5 3/4 CAD STUD | (blank) | RAM TOOL
7/8 X 5 BLUE TEFLON STUD | (blank) | FMC TECHNOLO
7/8 X 5 CAD STUD | (blank) | HATFIELD AND
7/8 X 5 YELLOW CAD STUD | (blank) | MOTION INDUS
7/8 X 5-1/2” STUDS | ??? | MOTION INDUS
7/8 X 6 1/2 CAD STUD | (blank) | JET SPECIALT
7/8 X 6 1/2 YELLOW CAD STUD | (blank) | JET SPECIALT
7/8 X 6 CAD PLATED STUD | (blank) | COASTAL FLOW
7/8 X 6 CAD STUD | (blank)
7/8 X 6 TEFLON STUD | (blank) | BRAGG CRANE
7/8 X 6-1/2 WITH NUTS | 7/8 x 6-1/2 with nuts | SAUNDERS COM
7/8 X 7 1/2 CAD STUD | (blank) | SAUNDERS COM
7/8 X 7 CAD STUD | (blank) | ESI SUPPLY
7/8 X 7-1/2 CAD STUD | (blank) | JET SPECIALT
7/8 X 8 CAD STUD | (blank)
7/8 X 8-1/2 B7 STUDS | ???
7/8 X 9 CAD STUD | (blank)
7/8 X 9 CAD STUDS | 7/8 x 9 cad studs | VINSON PROCE
7/8" BLUE TEFLON WASHERS | (blank) | SUMMIT
7/8" CAD STUDS | 7/8" X 8" B7 CAD PLATED STUD W/ 2H | BARNHART
7/8" GALVANIZED HEX NUT | For 12" U-bolt
7/8" STUDS | STUD- 7/8 X 7 CAD PLATED A193 B7 W/ 2 HEX | DEALERS
7/8" TEFLON WASHERS | 7/8 F436 STRUCTURAL FW TEFLON COATED | DEALERS
7/8" X 11 1/4" | Blue Teflon Bolts
7/8" X 14" BLUE TEFLON BOLTS | (blank) | JET SPECIALT
7/8" X 4 1/2" CAP SCREWS | Grade 8 | JET SPECIALT
7/8" X 4-3/4" B7 STUD | 7/8" X 4-3/4" B7 STUD W/ 2 HH GR2H NUTS YELLOW CADMIUM PLATED | CITY PIPE
7/8" X 5 1/2" YELLOW CAD BOLTS | (blank)
7/8" X 5 3/4" GOLD CAD STUD | (blank) | CITY PIPE
7/8" X 5 CAD STUDS | 7/8" x 5 Cad Studs | CITY PIPE
7/8" X 6 ½" BLUE TEFLON BOLTS | (blank) | CITY PIPE
7/8" X 6 1/2" BLACK BOLTS | (blank)
7/8" X 6 1/2" GOLD CAD STUD | (blank)
7/8" X 6 1/2" YELLOW CAD BOLTS | (blank) | A PLUS CONTR
7/8" X 6 3/4" | Blue Teflon Bolts
7/8" X 6 CAD STUDS | 7/8" x 6 Cad Studs | CITY PIPE
7/8" X 6" BLACK BOLTS | (blank)
7/8" X 6" CAD PLATED STUD | (blank) | CAMERON
7/8" X 6" STUDS | 7/8" x 6" studs with nuts black | CAMERON
7/8" X 6" YELLOW CAD BOLTS | (blank) | MOTION INDUS
7/8" X 6-1/2 CAD STUDS W/NUTS | 7/8" x 6-1/2 Cad Studs W/Nuts | PERMIAN VALV
7/8" X 7" YELLOW CAD BOLTS | (blank)
7/8"X 5 1/2" YELLOW CAD BOLTS | (blank) | MCJUNKIN RED
7/8” X 2 ½” GRADE 8 CAP SCREWS | 7/8” x 2 ½” grade 8 cap screws With 2 flat washers and 1 lock | SMP SUPPLY
7/8” X 4” CAP SCREWS GRADE 8 | 7/8” x 4” cap screws grade 8 | SMP SUPPLY
7/8” X 4” GRADE 8 CAP SCREWS | 7/8” x 4” grade 8 cap screws
7/8” X 5 ½” BLUE BOLTS | 7/8” x 5 ½” blue bolts | SMP SUPPLY
7/8” X 5 ½” YELLOW CAD BOLTS | 7/8” x 5 ½” yellow cad bolts | INDUSTRIAL
7/8” X 5” BLACK BOLTS | 7/8” x 5” black bolts | AWC, INC
7/8” X 5” YELLOW CAD BOLTS | 7/8” x 5” yellow cad bolts
7/8” X 5” YELLOW CAD STUD | (blank)
7/8” X 6 ½” BLACK BOLTS | 7/8” x 6 ½” black bolts | RAM TOOL
7/8” X 6 ½” CAD BOLTS | 7/8” x 6 ½” Cad bolts
7/8” X 6 ½” GOLD CAD BOLTS | 7/8” x 6 ½” gold Cad bolts | SMP SUPPLY
7/8” X 6 ½” YELLOW CAD BOLTS | 7/8” x 6 ½” yellow cad bolts | TORO COMPLET
7/8” X 6” BLACK BOLTS | 7/8” x 6” black bolts | TEINERT META
7/8” X 6” CAD BOLTS | 7/8” x 6” Cad bolts | TORO COMPLET
7/8” X 6” TEFLON BOLTS | 7/8” x 6” Teflon bolts | CITY PIPE
7/8” X 6-1/2 STUDS | 7/8” x 5 Studs with Nuts Black | TORO COMPLET
7/8” X 7 ½” YELLOW CAD BOLTS | 7/8” x 7 ½” yellow cad bolts | CITY PIPE
7/8” X 8 ½” YELLOW CAD BOLTS | 7/8” x 8 ½” yellow cad bolts | TORO COMPLET
7/8” X 8” YELLOW CAD BOLTS | 7/8” x 8” yellow cad bolts Marathon Job# 21194 | INDUSTRIAL
7/8” X 9” BLACK BOLTS | 7/8” x 9” black bolts | INDUSTRIAL
7/8-9 X 3 1/2 CAP SCREW | (blank) | CITY PIPE
7/8-9 X 7 1/2 A193 B7 CAD STUD | (blank) | CITY PIPE
70 MM FILM | (blank) | CITY PIPE
700.04 2.5 1/4NPTF | 700.04 2.5 1/4NPTF 100PSID ST.STL. | TORO COMPLET
700-1202-001-BIB-711.2-152-XXXXX | DREXEL BROOK PROBE ONLY, REMOTE, 3"150# RF FLANGE 316SS WETTED PARTS, 711.2 MM INSERTION, 152MM COTE SHIELD, 101 SENSOR, PEEK SENSOR. Medallion 24445-03 | INDUSTRIAL
700-400-A111Y-0000 | Pump Model: CD100AI-400-6A111Y-PEO BOM: 700-400-A111Y-0000 Cast Iron Pump End, 4.00” Impeller T.6A Buna/Carbon Washer/Ceramic Seat Mechanical Horizontal orientation of volute ( “Y” ) | TORO COMPLET
701K1 - U - P6 - C - FMFS | Range Single Point Overrange Proof Electrical Rating: 10 Amps 250 VAC, 10 Amps 30 VDC 701 = Tip Sensitive Ultrasonic Level Switch K1 = Explosion Proof/Weathertight Aluminum Housing, Nema 4/4X (IP65), Class 1, Grps. C & D, Div. 1&2, 3/4 Inch NPT(F) Conduit Connection DPDT Relay 10 Amps 250VAC, 10 Amps 30 VDC U = Control for Tip Sensitive Sensor P6 = Power Supply 24VDC C = Metal Sensor FM = FM Approved FS = Field Selectable Failsafe Switch | CITY PIPE
702623011RA | G28 Air Deflector Drive End | CITY PIPE
70MM FILM | (blank) | KOFLO CORPOR
715-7150-HP-225-A | LIQUID BACK PRESSURE REGULATING VALVE: 1" MNPT X 1" FNPT CARBON STEEL BODY, 10-225# WORKING PRESSURE RANGE, 3/8" SEAT ORIFICE DIAMETER, 0.091" SPRING WIRE DIAMETER, SHERALLOY (COBALT BASE ALLOY) BALL & SEAT | GRAYBAR
73 ADAPTER | Job # 21109-10 Charge back to moms meals | LEGACY FLOW
7300 CONDULET | 46021083 Condulet Assembly | LEGACY FLOW
7300 VSI DIVERT VALVE | 7300 VSI DIVERT VALVE TO UPD 1200-2500 ACT | LEGACY FLOW
7300691 BORE HUB | 7300691 60 HSB 2.3750” BORE HUB 7388430 ITEM # 03716469 | SAUNDERS COM
7300962 50 HSB 2.3750" BORE | 7300962 50 HSB 2.3750" BORE 7300962 ELASTOMER CPLGS | CITY PIPE
75 HP VFD | ??? | TEINERT META
75 TON HYDRAULIC TRUCK CRANE | Offload 40' CONEX at SCS site, New Mexico
750XBXH-24D | RELAY, 24VDC DPDT HERMETICALLY SEALED 8 PIN OCTAL BASE | AZZ METAL CO
75A-144 | B-LINE 75A-144 BARRIER STRIP W/HARDWARE 1 R6A-DSL-144 W/O (75A-144 W/O) 4 SCRW,PPHSD #10X1/2 1 99-9982 BARR STRP SP | CITY PIPE
75-C-AL | 75-C-AL | INDUSTRIAL
75CN2H4H | 3/4-10 A194 2H HEAVY HEX NUT GALV COARSE THREAD H.D.G. | E-Z PIPE
75D73070H | ??? | E-Z PIPE
75-E-AL | 75-E-AL | E-Z PIPE
75EG PIPCLMP EMT F 150EA | Job # 21109-10 Charge back to moms meals | E-Z PIPE
75KVA TRANSFORMER | Job # 21109-10 Charge back to moms meals | INDUSTRIAL
766 CLAMP LEVER 39970 | 766 CLAMP LEVER 39970 | INDUSTRIAL
766 LEVER WASHER 26957 | 766 LEVER WASHER 26957 | INDUSTRIAL
78” X 30” X 8” | ??? | INDUSTRIAL
7812 VOLTAGE REG | 7812 Voltage Reg | INDUSTRIAL
7899-0420 | ??? | INDUSTRIAL
7D-11-299 | 7D-11-299 HWRR36,1.000,.236,BLACK PWDRCT | INDUSTRIAL
7D-33-34054A | 7D-33-34054A DT140,90MM,22MM,AC,(8)M24-14.173,LCK BRK | INDUSTRIAL
7JE EDPM SLEEVE | 7JE EDPM SLEEVE ITEM NO: 03828717 Matt Getts | INDUSTRIAL
7N | NEOPRENE SF SLEEVE | INDUSTRIAL
8 150 TITAN STRAINER | ??? | INDUSTRIAL
8 150# FP WKM TRUNNION BALL | 8 150# FP WKM TRUNNION BALL VLV 370D6-150-24-TFF-23-WG | INDUSTRIAL
8' 150# GASKET, NO IR | (blank) | INDUSTRIAL
8 150# RF BLD 316/316L | 8 150# RF BLD 316/316L | INDUSTRIAL
8 150# RF WN 40S 316/316L | 8 150# RF WN 40S 316/316L | INDUSTRIAL
8'' 1508 FLANGE | 8'' 1508 Flange <> D = 2' - 4'' 8 D = 2 - 4 | TEINERT META
8 150FRANK DB&B | ???
8 40S TEE 316/316L WLD | 8 40S TEE 316/316L WLD
8'' 510 - BIR <> D = 3' - 6'' | 8'' 510 - BIR <> D = 3' - 6''
8'' 510 - F <> D = 1' - 7 1/4'' | 8" XH (.500 WT) SA53 106B/C API5LB/X42 PSL-2 SMLS
8'' 510 - F <> D = 2' - 4'' | HEAD ONLY | MCCARTY EQUI
8 600 RFWN XH FLANGE | (blank) | CITY PIPE
8 AH, 12 VOLT BATTERY | 8 AH, 12 Volt Battery
8 BF WITH ACTUAT | ??? | MIDSTREAM VA
8 CHANNEL DISCRETE INPUT | ??? | MIDSTREAM VA
8' ELECTRICAL PANEL MATERIALS | All materials on Quote #1120202402 | MIDSTREAM VA
8 FT FIBERGLASS LADDER | Job # 21109-10 Charge back to moms meals | CITY PIPE
8' PANEL | ??? | CITY PIPE
8 PIN OCTAL SOCKET | ??? | CITY PIPE
8 S40 PIPE | 8 40S (.322W) SMLS PIPE 316/316L (CUT PIECE 5.6' LONG) | CITY PIPE
8 X 1 3000# THREDOLET F52 | (blank)
8 X 11.5# CHANNEL | 5) Pieces 8 X 11.5# HOT ROLLED CHANNEL | MIDSTREAM VA
8 X 2 WOL | (blank)
8' X 29' SKID | 8' x 29' Skid w/ rack and brackets | SMP SUPPLY
8 X 3 STD REDUCING TEE | (blank) | CITY PIPE
8 X 3/4 3000# THREDOLET F52 | (blank) | CITY PIPE
8 X 4 STD CONC REDUCER | (blank) | JET SPECIALT
8 X 4 STD ECC RED | (blank) | CITY PIPE
8 X 4 STD ECC REDUCER | (blank) | CITY PIPE
8 X 4 XH CONC REDUCER | (blank) | CITY PIPE
8 X 5/8 COATED UBOLT/IROD | (blank) | TORO COMPLET
8 X 5/8 UBOLT | (blank) | INDUSTRIAL
8 X 6 STD CONC REDUCER | (blank)
8 X 6 STD CONC REDUCER A234 WPB | (blank)
8 X 6 STD ECC | (blank)
8 X 6 STD ECC RED | (blank)
8" 13# BEAM | (4) 20' joints, 80' total | CITY PIPE
8" 150 Bray Lug Style Butterfly Valve | ??? | CITY PIPE
8" 150# BLIND | ??? | MCCARTY EQUI
8" 150# ABZ BUTTERFLY VALVE W/ | ??? | MCCARTY EQUI
8" 150# BALON BALL VALVE | 8FF13NRF 8" Full Port R.F. Ansi 150 285# WP Steel Ball Valve 316 S.S. Ball & Stem, Nace | MCCARTY EQUI
8" 150# BLIND | (blank) | CITY PIPE
8" 150# BLINDS | ???
8" 150# BRAY BUTTERFLY VALV | S41 8" CS,316,17s4,RTFE/SILI" Series 41, trim 466. Bray HPBFV ANSI Class 150. Lug Style. Max Working Pressure 285psi Body: ASTM A216 Gr WCB Carbon Steel Disc: ASTM A351 Gr CF8M Stainless Steel Stem: 17s4PH Stainless Steel Seat: RTFE with Silicone Rubber Energizer Lever Op 410800‐11001466 | MIDSTREAM VA
8" 150# BRAY BUTTERFLY VALVE | S41 8" CS,316,17‐4,RTFE/SILI" Bray HPBFV ANSI Class 150. Lug Style. Body: ASTM A216 Gr WCB Carbon Steel Disc: ASTM A351 Gr CF8M Stainless Steel Stem: 17‐4PH Stainless Steel Seat: RTFE with Silicone Rubber Energizer BRAY 410800‐11001466 ACTUATOR LADCWX3000UL3Z‐UP, Series: LADC, NEMA Rating: FM Explosion Proof (NEMA 4/4X/7&9), Torque: 3000 in/lb, 250 ft/lb, Universal position board w/battery Back Up, Volt: Universal power, Cont Duty Cycle Holding brake, 2 AUX LS, Handwheel Override
8" 150# BUTTERFLY VALVE | S41 8" CS,316,17‐4,RTFE/SILI" Bray HPBFV ANSI Class 150. Lug Style. Body: ASTM A216 Gr WCB Carbon Steel Disc: ASTM A351 Gr CF8M Stainless Steel Stem: 17‐4PH Stainless Steel Seat: RTFE with Silicone Rubber Energizer HNDL KT,S40 8"/S42 6",DBL'D'" BRAY 410800‐11001466
8" 150# CGI GASKET | (blank)
8" 150# CGI GASKET W/316 IR | (blank) | MIDSTREAM VA
8" 150# CGI GASKETS | (blank)
8" 150# CLASS NEWAY GATE VALVE | ???
8" 150# DSI GLOBE VAVLE | Valve Globe DSI 8.00 Inch Cl 150 RF BB WCB Body API Trim 12 HWO Graphite Pkg & Spiral Wound SS Gskt API 623 Nace 133LU-N
8" 150# DSI WEDGE GATE VALVE | ??? | CITY PIPE
8" 150# F316 DEVLON | 8" 150# F316 DEVLON/ FKM GLT /GRAPH 3PC TRN BALL NACE RF FP GO 6156FS- TRN-G/6156-T36DLRG WARREN | CITY PIPE
8" 150# FF BLIND | (blank) | CITY PIPE
8" 150# FF DIE CUT GASKET | (blank) | CITY PIPE
8" 150# FF GASKET | (blank) | CITY PIPE
8" 150# FF PAPER GASKET | (blank) | CITY PIPE
8" 150# FF STD WN FLANGE | (blank) | INDUSTRIAL
8" 150# FFWN STD FLANGE | (blank) | INDUSTRIAL
8" 150# FISHER VALVE | ??? | TORO COMPLET
8" 150# FRANKLIN | ??? | TORO COMPLET
8" 150# FRANKLIN DB&B | ??? | CITY PIPE
8" 150# FRANKLING DBB | ??? | CITY PIPE
8" 150# GASKET | (blank) | KNIGHTEN MAC
8" 150# GASKET W/IR | (blank) | SMP SUPPLY
8" 150# GASKETS | (blank)
8" 150# GASKETS NO INTERRING | (blank) | EGGELHOF, IN
8" 150# GATE VALVE | ??? | EGGELHOF, IN
8" 150# GLOBE VALVE | Valve Globe DSI 8.00 Inch Cl 150 RF BB WCB Body API Trim 12 HWO Graphite Pkg & Spiral Wound SS Gskt API 623 Nace 133LU-N
8" 150# KOFLO MIXER | ??? | CITY PIPE
8" 150# LUG | ???
8" 150# MIXER | ??? | CITY PIPE
8" 150# NEWAY BALL VALVE | SIDE ENTRY, FORGED, TRUNNION MOUNTED BALL VALVE ,8, CLASS 150, RAISED FACE END, A350 LF2, LF2/ENP, NYLON/HNBR, GEAR OPERATED API‐6D 8FP‐BS1R‐LF2‐7R999‐NC‐G | CITY PIPE
8" 150# NEWCO CHECK VALVE | ??? | TEINERT META
8" 150# OQ PROBE | ??? | TEINERT META
8" 150# PUMP | ??? | CITY PIPE
8" 150# RF BLIND FLANGE | (blank) | CITY PIPE
8" 150# RF DIE CUT GASKETS | 8" 150# RF Die Cut Gaskets
8" 150# RF GASKET | (blank) | CITY PIPE
8" 150# RF WN STD FLANGE | (blank) | CITY PIPE
8" 150# RFWN STD FLANGE | (blank) | CITY PIPE
8" 150# RFWN XH F52 FLANGE | NACE MR0175 | CITY PIPE
8" 150# STD RF WN FLANGE | (blank) | CITY PIPE
8" 150# STD RFWN FLANGE | (blank) | INDUSTRIAL
8" 150# STD WN FF FLANGE | (blank) | JET SPECIALT
8" 150# STD WN RF FLANGE | (blank) | MCCARTY EQUI
8" 150# SUCTION DAMPENER | SFVMS1508F900N Dampener, Suction 8" 150# Flange
8" 150# SWING CHECK | 8" 150# CF8M/TR 12 BC SWING CHECK RF PTFE 3156WA - WARREN
8" 150# SWING CHK | ??? | KOFLO CORPOR
8" 150# TITAN BS85CS-8 | TITAN BS85CS-8” 150# RF FLANGED END BASKET STRAINER, CARBON STEEL BODY, BOLTED LID AND A NON-STANDARD 3/16” PERF, 304SS BASKET INSTALLED
8" 150# TITAN STRAINER | TITAN BS85CS-8” 150# RF FLANGED END BASKET STRAINER, CARBON STEEL BODY, BOLTED LID AND A STANDARD 1/8” PERF, 304SS BASKET INSTALLED | TORO COMPLET
8" 150# VSI CONTROL VALVE | ??? | CITY PIPE
8" 150# WKM BALL VALVE | ???
8" 150# WN RF STD | 8" 150# WN RF Std EnLink Job# 22421 | CITY PIPE
8" 150#FF WN STD FLANGE | (blank) | TEINERT META
8" 150/600# RF WAFER VBALL | ??? | TEINERT META
8" 18# HOT ROLLED BEAM | (1) 20' joint of 8" beam split between (4) skids | TEINERT META
8" 24# BEAM | (1) 20' joint | TEINERT META
8" 300 INNER RING GASKETS | 8" 300 inner ring gaskets | TEINERT META
8" 300# BLIND FLANGE | ??? | CITY PIPE
8" 300# BLINDS | (blank) | TEINERT META
8" 300# CGI GASKET | (blank) | CITY PIPE
8" 300# FRWN STD | 8" 300# FRWN STD Marathon Job# 21194 | CITY PIPE
8" 300# GASKETS | no interring
8" 300# GASKETS CGI | (blank) | CITY PIPE
8" 300# GATE | ??? | FMC TECHNOLO
8" 300# GENERAL | ??? | MIDSTREAM VA
8" 300# KOFLO STATIC MIXER | """8-40-1-2V-20 8"""" Sch 40 .322"""" wall CS Static Mixer, 2 fixed CS Mixing Elements and a Flow Straightening Vane, 300# RF Weld Neck Flanged Ends. Length 36"""" Drawing KD-1377 Pressure Loss: 5.05 psi @ 50,000 BPD""" | CITY PIPE
8" 300# MICRO MOTION METER | ??? | MICRO MOTION
8" 300# RFWN FLANGE | (blank) | MIDSTREAM VA
8" 300# RFWN STD FLANGE | (blank)
8" 300# STRAINER | ??? | EDGEN MURRAY
8" 300# WN RF STD FLANGE | (blank) | CITY PIPE
8" 31# BEAM | All material on Quote #304202001 | CITY PIPE
8" 31# HOT ROLLED BEAM | (3) 50' joints, 150' total | CITY PIPE
8" 31# HOT ROLLED WF BEAM | SAW CUT TO 2' PIECES, 40' TOTAL | CITY PIPE
8" 40# BEAM | (3) 50' joints and (1) 20' joint, 170' total split between (8) jobs
8" 40# HOT ROLLED BEAM | (1) 60' joint and (1) 20' joint, 80' total | CITY PIPE
8" 445 O-RING | (blank) | CITY PIPE
8" 48# HOT ROLLED WF BEAM | 25' joint | CITY PIPE
8" 600 # GASKET | (blank) | CITY PIPE
8" 600# 316 GASKET W/IR | (blank)
8" 600# BLIND FLANGE | ???
8" 600# BLINDS | (blank)
8" 600# BS&W | CX-645-860-BFP MONITOR PROBE ASSEMBLY; MODEL CX-645, 8 INCH ANSI CLASS 600# RF, 32 INCH LONG, CARBON STEEL, COATED | EGGELHOF, IN
8" 600# BUTTERFLY | Valve Butterfly ABZ 452 Series 8.0 Inch 182 Trim Cl600 LUG NSF WCB Body 316 SS Disc 17-4 SS Stem MTFE SEAT PTFE Packing w/ GEAR ABZ 5352025360 | JAMISON PROD
8" 600# CGI GASKETS | (blank)
8" 600# DANIEL USM 3414 | USM341 408 DANIEL, SENIOR SONIC GAS USM FLOW METER, 4 PATH, 8 INCH 08 Line Size: 8" 05 Pressure Rating: ANSI 600 / PN 100 S01 Flange type: RF/RF M1 Body and Flange Material: ASTM A352 Gr LCC Carbon Steel -50.8F to 302F (-46° C to 150° C) 040 Schedule: Schedule 40 1 Transducer Assembly: T200 (-50° C to + 125° C) - 17-4PH Stalk, NBR O-ring 1 Enclosure type\Input Power: Aluminum Polyurethane Coated Housing, Indoor/Outdoor, 10.4 to 36 VDC 1 Pressure Tap Options: Right ½” NPT – Left ½” NPT 1 Electrical Conduits: 3/4" NPT A Electronics mounting: Integral Mounted (Up to 60° C) N CPU / DISPLAY: I/O Type 4 (6 Freq./Dig. Out, 1 AO), with Display, with CFA key A Expansion Module: None A Wireless: None 1 Tagging format: Inch/ANSI/US Customary 1 Tagging language: English 1 Pressure Directive Cert: None 1 Electrical approvals: U.L. / C-U.L.Approval A Metrology Approvals: None 2 Paint Coat: 2 coat A Paint Manufacturer: Standard (Daniel default for up to 212 F (100 C) C1 Hydro Test: Hydro Testing - 1 Hour Charted DC Dry Calibration: Standard (200 PSIG) N Flow/Wet Calibration: No Calibration Z Calibration Facility: Not applicable Z Factory Options: Standard product | MIDSTREAM VA
8" 600# DBB | 8" ANSI 600# Franklin DuraSeal Valve, Fig.#D741. Viton slip seals & trim, A216 WCB Body with Chrome ID, Bonnet, Lower Plate, Plug with ENP, A536 DI Slips RFFE, 401 Gear Operator with DTR assembly. Elastomers meet Explosive decompression as per API 6D for gas service. | MIDSTREAM VA
8" 600# FRANKLIN | ??? | INDUSTRIAL
8" 600# FRANKLIN DBB | 8" ANSI 600# Franklin DuraSeal Valve, Fig.#D741. Viton slip seals & trim, A216 WCB Body with Chrome ID, Bonnet, Lower Plate, Plug with ENP, A395 DI Slips RFFE, 401 Gear Operator with DTR assembly. Elastomers meet Explosive decompression as per API 6D for gas service. | KOFLO CORPOR
8" 600# GASKET | (blank)
8" 600# GASKET CGI | 8" 600# Gasket CGI | EGGELHOF, IN
8" 600# GASKET NO INNER RING | (blank) | MIDSTREAM VA
8" 600# GASKET W/316 IR | (blank) | EDGEN MURRAY
8" 600# GASKET W/INNER RING | ??? | CITY PIPE
8" 600# GASKET W/IR | (blank) | CITY PIPE
8" 600# GASKET W/IR WINDINGS | (blank) | TOTAL VAVE
8" 600# GASKET W/NO INNER RING | (blank) | THE SHERWIN
8" 600# GASKETS | with interring | EGGELHOF, IN
8" 600# GATE | ??? | NORTH BASIN
8" 600# GATE VALVE | ??? | NORTH BASIN
8" 600# GENERAL | ???
8" 600# HAT STRAINER | 8”600# Temporary Cone Type Witches Hat Strainer, 100% O.A. 16 Ga. 304ss, 1/8" Round Holes on 3/16" Staggered Centers Perf No Mesh, 11 Ga. 304ss Flange Ring, with a 4.00" (L) x 1.00" (W) Handle, A: 12-1/2” O.D. B: 7-3/8” I.D. L: 12.00” Long Medallion 23500-01
8" 600# JAMISON STRAINER | Jamison Model FB-600-8 Fabricated Vertical Basket Strainer Material of Construction: Carbon Steel Inlet/Outlet: 8” 600# RFWN Vessel Access: 12” 600# Blind Flange with Davit Arm Gasket: 304SS/Graphite Filled, Spiral Wound Basket: 304SS, 3/16” Perforations on 1/4” Centers Mesh: Not Requested Design Code: ASME B31.4 Code Stamp: NA Design Pressure: 1480psig @ 100degF MDMT: -20degF Corrosion Allowance: 0.00” NACE Compliant: No Connections: Vent: (1) 1/2” 6000# NPT T-O-L DP’s: (2) 1” 6000# NPT T-O-L Drain: (1) 2” 6000# NPT T-O-L Supports: None Internal Finish: Cleaned and Descaled External Finish: None NDE: Per ASME Design Code
8" 600# KOFLO STATIC MIXER | ??? | MIDSTREAM VA
8" 600# NEWAY BALL VALVE | SIDE ENTRY, FORGED, TRUNNION MOUNTED BALL VALVE, 8, CLASS 600,RAISED FACE END, ASTM A105N, A105N+ENP/NYLON 12, GEAR OPERATED NEWAY 8FP‐BS6R‐A105N‐77333‐NC‐G | MIDSTREAM VA
8" 600# NEWAY CHECK VALVE | 8" 600# WCB/316 TR BC SWING CHECK NACE RF API 6D FKM SEATSEALS WARREN 3605‐6IVVR6D | BRODIE
8" 600# RFWN XH FLANGE | (blank)
8" 600# STATIC MIXER | 8-80-1-3.2V-16 - 8" Schedule 80 (0.5" Wall) Carbon Steel Static Mixer - 3 Fixed Low Pressure Loss Design Carbon Steel Mixing Elements and a Flow Straightening Vane - Class 600 Raised Face Weld Neck Flanged Ends Length: 72" Attached Drawing: KD-1035 Pressure Loss: 6.66 psi @ 2,500 BPH | EGGELHOF, IN
8" 600# TITAN | TITAN BS89CS-8” 600# RF FLANGED END BASKET STRAINER, CARBON STEEL BODY, STANDARD 1/8” PERF, 304SS BASKET | TEINERT META
8" 600# WARREN CHECK VALVE | 8" 600# Warren Swing Check Valve, Flanged Raised Face, Fig# 3605-6I-VVR6D - API 6D | MIDSTREAM VA
8" 600# WKM BALL VALVES | 8" 600# RF/WKM 370D6#24-YRF-24-LG BALL VALVE. FPCARBON STEEL BODY, CS WITH 1 MIL ENP PLATED TRIMNYLON SEAT INSERTS, HNBR SEALS, NACE, W GEAR
8" 600# WNRF XH FLANGE | (blank) | MIDSTREAM VA
8" 600# XH WNRF FLANGE | (blank) | MIDSTREAM VA
8" ANSI 600 FUSION BALL VALVE | 8" CL600 RF RP Trunnion Ball Valve, A105 3,863.00 7,726.00 Body, LF2+1Mil ENP Trim, Devlon Seat, HNBR Seals, Gear Op, NACE, Firesafe, API-6D, Fusion 432FR080R06N2ELAF | E-Z PIPE
8" ANSI B16.5 FLANGE | 8" ANSI B16.5 FLANGE
8" BASKET | BS85-8“ REPLACEMENT BASKET ONLY W/ 20 MESH LINE
8" BASKET COATING | 8" Baskets to be coated | INDUSTRIAL
8" BASKETS | 8" basket strainer internal corvel | ULTIMATE WEL
8" BLEED RING | ??? | ULTIMATE WEL
8" BLEED RINGS | ???
8" BRAY | ??? | FRANKLIN VAL
8" BRAY VALVE | S41 8" CS,316,17s4,RTFE/SILI" Series 41, trim 466. Bray HPBFV ANSI Class 150. Lug Style. Max Working Pressure 285psi Body: ASTM A216 Gr WCB Carbon Steel Disc: ASTM A351 Gr CF8M Stainless Steel Stem: 17s4PH Stainless Steel Seat: RTFE with Silicone Rubber Energizer Lever Op 410800‐11001466 | MIDSTREAM VA
8" BRAY WITH VALVCON | S41 8" CS,316,17-4,RTFE/SILI" Bray HPBFV ANSI Class 150. Lug Style. Body: ASTM A216 Gr WCB Carbon Steel Disc: ASTM A351 Gr CF8M Stainless Steel Stem: 17-4PH Stainless Steel Seat: RTFE with Silicone Rubber Energizer BRAY 410800-11001466 ACTUATOR LADCWX3000UL3Z-UP, Series: LADC, NEMA Rating: FM Explosion Proof (NEMA 4/4X/7&9), Torque: 3000 in/lb, 250 ft/lb, Universal position board w/battery Back Up, Volt: Universal power, Cont Duty Cycle Holding brake, 2 AUX LS, Handwheel Override | MIDSTREAM VA
8" BRODIE VALVE | BV60A08AMC5A1AAA Rev 01 VALVE ASSEMBLY - Backpressure Control, Model BV60, 8.0" 150# Ansi (285# MAWP), Carbon Steel Body, Stainless Steel 1/2" Hookup & Pilots, Teflon/Viton-F, 30-80# Spring Range; Order includes Certificate of Standard Hydro Test & Certified drawing | SMP SUPPLY
8" BS86-CS 300# | ??? | CITY PIPE
8" CHANNEL | 8 X 20# HOT ROLLED MISC CHANNEL | CITY PIPE
8" CHECK VALVE | 8" 150# WCB/TRIM 8 BC Swing CK RF WARREN 3155‐8
8" CONTROL BV ACTUAT | ??? | CITY PIPE
8" DSI GLOBE | Valve Globe DSI 8.00 Inch Cl 150 RF BB WCB Body API Trim 12 HWO Graphite Pkg & Spiral Wound SS Gskt API 623 Nace 133LU-N | CITY PIPE
8" DSI GLOBE VALVE | Valve Globe DSI 8.00 Inch Cl 150 RF BB WCB Body API Trim 12 HWO Graphite Pkg & Spiral Wound SS Gskt API 623 Nace 133LU-N
8" EZ SUPPORT | CUSTOM 16 1/2" OD 1218-F <> D= 1'-7 1/4". Medallion 23500-01 | NORTH BASIN
8" FB41-CS 600# | ??? | CITY PIPE
8" FISHER V100 VALVE | ??? | TORO COMPLET
8" FLANGE | 8" 150# RF Blind Flange F52 | SCOT INSUDTR
8" FLANGE SUPPORT FAB | (blank) | ODESSA PUMPS
8" FLANGE SUPPORTS | (blank) | TASK OIL AND
8" FP BALL VALVE 600# | ???
8" FRANKLIN | 8" ANSI 600# Franklin DuraSeal Valve, Fig.#D741. Viton slip seals & trim, A216 WCB Body with Chrome ID, A487 Gr. 4D Plug with ENP, A350 LF2 Bonnet and Lower Plate, A536 DI Slips, Raised Face Flanged End, 401 Gear Operator with DTR assembly. Elastomers meet Explosive decompression as per API 6D for gas service. | ULTIMATE WEL
8" FRANKLIN DBB | 8" ANSI 150# Franklin DuraSeal Valve, Fig.#D711. Viton slip seals & trim, A216 WCB Body with Chrome ID, Plug with ENP, ASTM A216 WCB or A350 LF2 Bonnet, Lower Plate, A536 DI Slips RFFE, 301 Gear Operator & DTR Assembly. | INDUSTRIAL
8" FUSION | 8" 600# BALL VALVE FUSION SERIES 432 8 CLASS 600 RF FLANGES DBB FULL PORT 3 PIECE BOLTED A105 BODY A350 LF2 CLASS 1+3mil ENP TRUNNION BALL 42CrMo+ 3mil ENP STEM DEVLON SEAT HNBR SEALS (- 20 TO 300 F) C/W GEAR OPERATOR PER API 6D (MONOGRAMMED) ASME B16.34 API608 NACE MR0175, FIRESAFE PER API 607 FUSION ITEM# 432FR080F06N2ELAF | CITY PIPE
8" GASKET | 8" GASKET SWG 1/8"THK RF 150 ASME 316/PTFE/CS | EGGELHOF, IN
8" GASKETS | 8" 150# 304 WINDINGS GRAPHITE FILLED CS OUTER Beta Crude 19829-01 | CITY PIPE
8" GATE VALVE 300# | 8" ANSI 300# Williams Gate Valve | CITY PIPE
8" GATE VALVE 600# | ??? | INDUSTRIAL
8" HAMMER UNIONS | 8" Hammer Unions S80 BW Fig 200 | TORO COMPLET
8" INSULATED U-BOLT | ??? | INDUSTRIAL
8" INTERNAL PIPE COATING | Internal coat 8" pipe with Corvel 1660 | INDUSTRIAL
8" IROD | 8" IROD | TORO COMPLET
8" LR WELD 90 ELL | (blank) | TORO COMPLET
8" METER TUBE | 8.625"OD X 7.981"ID X 17R24 Customer Part #8"sch.40 x42 hfs API15L-X42 HFS ., Carbon TUBE Approx 14 Days Qty: 20.00 Feet Price: $187.89/Foot Sub-total: $3,757.80(USD) | INDUSTRIAL
8" MT CASE GASKET | (blank) | TORO COMPLET
8" NEVIS BASKET STRAINER | (blank) | NORTH BASIN
8" PANEL RACK FAB | (blank) | EGGELHOF, IN
8" PIPE FITTINGS | 8’’ ell 90 lr std x (8) 8’’x4’’ reducer ( con) std x (2) 8’’x4’’ tee (red) std x (2) 8’’ tee std x (2) 8’’ flange wn 150lb rf std x (19) | EGGELHOF, IN
8" PIPE XH | 10' 8" XH Pipe SMLS A106B
8" REPLACEMENT BASKET | 6- BS85-8” REPLACEMENT BASKET ONLY, 1/8” PERF, 16 GA, 316SS MATERIAL WITH HEAVY-DUTY LIP | NORTH BASIN
8" SCH40/STD SMLS PIPE | (blank)
8" SCH80/XH DOMESTIC PIPE | (blank)
8" STD LR 90 ELBOW | (blank) | MIDSTREAM VA
8" STD LR 90 ELL | (blank) | CITY PIPE
8" STD LR ELBOW | (blank) | CITY PIPE
8" STD PIPE | 8" Std Pipe | CITY PIPE
8" STD PIPE DOMESTIC | (blank) | CITY PIPE
8" STD SMLS PIPE | (blank)
8" STD TEE | (blank) | CITY PIPE
8" STD WELD TEE | (blank) | CITY PIPE
8" STRAINER | Corvel ECA Powder | CITY PIPE
8" STRAINER 300# | 8" ANSI 300# Titan BS86-CS Strainer, with DP taps | CITY PIPE
8" STRAINER 300#E | 8" ANSI 300# Titan BS86-CS Strainer, with DP taps
8" STRAINER 600# | ???
8" STRAINER INTERNAL COATING | Internal coat strainers with Corvel 1660 | SMP SUPPLY
8" STRAINER MATERIAL | ??? | TEINERT META
8" STRAINER MATERIAL 2 | ??? | INDUSTRIAL
8" SWING CHECK | 8" 600# CROWN-JUDD SWING CHECK VALVE 8 CLASS 600 RF 1500 PSIG WP A216 WCC BODY A216 WCC COVER A351 CF8M CLAPPER INTEGRAL SEAT 90D FKM SEALS (-15 TO 400 F) A193 B7M/A194 2HM BOLTING PER API 6D & NACE MR0175/ISO 15156 | CITY PIPE
8" UBOLT W/IROD | (blank) | INDUSTRIAL
8" UBOLTS | 8" U-Bolts with I Rods | INDUSTRIAL
8" U-BOLTS | INSULATED WITH I-RODS | INDUSTRIAL
8" U-BOLTS W/BLACK COVER | I-Rods | CITY PIPE
8" U-BOLTS W/HEX NUTS | (blank) | TORO COMPLET
8" U-BOLTS W/INSULATOR | ??? | INDUSTRIAL
8" U-BOLTS WITH BLACK COVER | (blank) | INDUSTRIAL
8" WARREN BALL VALVE | ??? | INDUSTRIAL
8" WARREN CHECK VALVE | ??? | INDUSTRIAL
8" X 1" SOCKOLET 3000# | 8" X 1" SOCKOLET 3000# SWXBW 7/8" LONG A182 316SS | INDUSTRIAL
8" X 3" STD CONC REDUCER | (blank) | INDUSTRIAL
8" X 3" STD REDUCING TEE | (blank) | INDUSTRIAL
8" X 3" STD TEE | (blank) | HAMILTON ENG
8" X 4" STD ECC | (blank) | HAMILTON ENG
8" X 4" XH CONC | 8’’ x 4" Conc | HAMILTON ENG
8" X 4" XH RED TEE | 8" x 4" XH Red Tee | HIGGINBOTH16
8" X 6" STD CONC RED | (blank) | ELLIOTT ELEC
8" X 6" STD CONC REDUCER | (blank)
8" X 6" STD ECC REDUCER | (blank) | HIGGINBOTH16
8" X6" STD CONC REDUCER | (blank) | GRAYBAR
8" XH 90 | 8" XH 90
8" XH LR 90 ELBOW Y52 | (blank)
8" XH PIPE | 2' 8" Pipe cut to length EVX Job# 21168 | FMC TECHNOLO
8" XH PIPE 106B | 4') 8" Pipe .500 wall EVX Job# 21168 | SUMMIT
8,020 AL XHHW #500 WIRE | Job # 21109-10 Charge back to moms meals | FMC TECHNOLO
8.00-1562 | 8" ANSI 150 dual disc wafer check valve, WCB body, 316 dual discs, Viton seated wafer check with Inconel X 750 springs | FMC TECHNOLO
8.00-1562 8" ANSI CHECK VALVE | 8" ANSI 150 dual disc wafer check valve, WCB body, 316 dual discs, Viton seated wafer check with Inconel X 750 springs | HIGGINBOTH16
8.00-3155-8 | 8" ANSI 150 RF Warren Valve swing check valve, API 600 non-piggable design, WCB body, Trim 8-A216 WCB+316 CR disc, A216 WCB hinge, Graphite/304 SS gasket | UP&S, INC
8/18/21 PQR | Procedure Qualification Record | PROCESS SOLU
8/18/21 WELDER QUALIFICATION | Procedure Welder Qualification | SWAGELOK WES
8/4/21 WELDING PROCEDURE | Welding Procedure | PROCESS SOLU
8’ 1/4" HYD HOSE | 8’ Hose & Assembly | FMC TECHNOLO
8’’ – 3’’ X ½’’ 3000LB T-O-L | Bonney Forge taper bore design | FMC TECHNOLO
8’’ – 3’’ X1/2’’ TOL 3000LB | 8’’ – 3’’ X1/2’’ TOL 3000LB | FMC TECHNOLO
8’’ ELL 90 LR STD | 8’’ ELL 90 LR STD
8’’ FLG WN 150LB FF | 8’’ flg wn 150lb ff
8’’ FLG WN 150LB RF STD | 8’’ FLG WN 150LB RF STD | ODESSA PUMPS
8’’ FLG WNFF 150LB STD | 8’’ FLG WNFF 150LB STD | GDL INDUSTRI
8’’ FLG WNRF 150LB STD | 8’’ FLG WNRF 150LB STD | VINSON PROCE
8’’ FLG WNRF 600LB XH | 8’’ FLG WNRF 600LB XH | MIDSTREAM VA
8’’ PIPE XH | 30') 8’’ PIPE XH | VINSON PROCE
8’’ TEE STD | 8’’ TEE STD | VINSON PROCE
8’’ TEE XH | 8’’ TEE XH | GRAYBAR
8’’X2’’ WOL XH | 8’’X2’’ WOL XH | SLATER CONTR
8’’X3’’ RED TEE STD | 8’’X3’’ RED TEE STD | SLATER CONTR
8’’X4’’ CONC RED XH | 8’’X4’’ CONC RED XH | SLATER CONTR
8’’X6’’ CONC RED STD | 8’’X6’’ CONC RED STD | SLATER CONTR
8’’X6’’ RED CONC STD | 8’’x6’’ RED CONC STD | SLATER CONTR
8’’X6’’’ RED ECC STD | 8’’x6’’’ red ecc std | SLATER CONTR
8” 150# CGI GASKETS | 8” 150# CGI gaskets | SULLAIR
8” 150# FF GASKETS | 8” 150# FF gaskets | SULLAIR
8” 150# FF PAPER GASKET | 8” 150# FF paper gasket | VINSON PROCE
8” 150# GASKETS | 8” 150# gaskets | VINSON PROCE
8” 150# GASKETS NO INTERRING | 8” 150# gaskets no interring | VINSON PROCE
8” 150# RF FLANGES WN STD | 8” 150# RF flanges weld neck STD | CITY PIPE
8” 150# RF PAPER GASKET | 8” 150# RF paper gasket | CITY PIPE
8” 150# WELD NECK FLANGE STD | 8” 150# weld neck flange std | FMC TECHNOLO
8” 300# BLEED RINGS | 8” 300# Bleed Rings with 1/2" tap CS Marathon Job# 21194 | CITY PIPE
8” 300# BLIND RF | 8” 300# blind RF | ELLIOTT ELEC
8” 300# CGI GASKETS | 8” 300# CGI Gaskets | ELLIOTT ELEC
8” 300# FF PAPER GASKET | 8” 300# FF paper gasket | ELLIOTT ELEC
8” 600# STATIC MIXER | ??? | O'NEAL STEEL
8” BUNA | 8” BUNA | O'NEAL STEEL
8” I-ROD | 8” I-Rod | ELLIOTT ELEC
8” NUBOLTS | ??? | DEALERS
8” U-BOLTS | 8” U-Bolts with black cover and I-Rods | DEALERS
8” U-BOLTS WITH BLACK COVER | 8” U-Bolts with black cover and I-Rods | DEALERS
8” X ¼” FLAT BAR | 8” x ¼” Flat Bar | DEALERS
80' 4" SEAMLESS PIPE SCH 80 | ??? | SUMMIT
80 LB QUIKRETE CONCRETE | (blank) | MICRO MOTION
80# CONCRETE | Concrete
800 CU- XHHW #350 | Job # 21109-10 Charge back to moms meals | SAFETY-KLEEN
800R-1HAM4TL | ALLEN BRADLEY 800R-1HAM4TL E-STOP | SULLAIR
80-120W LED WALLPACK | 80-120w Led Wallpack 4k/45k/5k | SUMMIT
80LB QUIKRETE CONCRETE PAL | (blank) | SUMMIT
81001118 4728-5 | 81001118 4728-5,10,20% BS&W CHASSIS | SUMMIT
810-1-6RT 1/2 X 3/8 | (blank) | SUMMIT
810-RAE-0012-C1B0A1E | 810-RAE-0012-C1B0A1E | ELLIOTT ELEC
81-17151 | Relief Valve 8100 Series, 1" X 1" MXF NPT Connections, 1/2" 'E' Orifice, Cabon Steel Inlet Base, WCB Body, Closed Cap, FKM Seat, Spring Range for 230PSI Set Pressure, Gas Service Trim, FKM/Buna O-Rings | SUMMIT
811M 3X1.5-13 ANSI PUMP UNIT | 811M 3X1.5-13 ANSI PUMP UNIT | CARLTON INDU
817-3000 | FREEDOM X 3000 INVERTER TRUESI | SUMMIT
81PS1F48-4 TB | RELIEF VALVE, BALANCED SPINDLE, 1/2" X 1" ANDERSON GREENWOOD 81PS1F48-4 TB RELIEF VALVE TYPE: BALANCED SPINDLE, DSO, PLASTIC SEAT INLET/OUTLET: 1/2" X 1" BODY MATERIAL: CS SA216-WCB SET PRESSURE: 260 PSIG FLUIDSTATE: LIQUID TAG(S): PSV-1941D, PSV-1951D, PSV-1941E, PSV-1951E | SUMMIT
81PS1NS8A8A-4 | Anderson Greenwood 1" 150# RF SPRING OP RELIEF VALVE CS SA216-WCB SCREWED CAP TEFLON/BUNA-N A479-316 SPRING NACE SET @ 150PSI | SUMMIT
81PS1S12A16A-GL TB | ANDERSON GREENWOOD 81PS1S12A16A-GL TB RELIEF VALVE TYPE: BALANCED SPINDLE, DSO, PLASTIC SEAT INLET/OUTLET: 1 1/2" 150# X 2" 150# BODY MATERIAL: CS SA216-WCB SET PRESSURE: 50 PSIG FLUIDSTATE: LIQUID TAG(S): PSV-(6-2) PSV-1903A, PSV-1913A, PSV-1923A, AND PSV-1933A | BRICE CO
81S1F48-6TT | RELIEF VALVE, CONVENTIONAL STYLE, 1/2" X 1" ANDERSON GREENWOOD 81S1F48-6 TT RELIEF VALVE TYPE: CONVENTIONAL, DSO, PLASTIC SEAT INLET/OUTLET: 1/2" X 1" BODY MATERIAL: CS SA216-WCB SET PRESSURE: 180 PSIG FLUIDSTATE: GAS / VAPOR TAG(S): o PSV-1942B, PSV-1952B, PSV-1942C, PSV-1952C | RAWSON
825 CU-XHHW # 8 | Job # 21109-10 Charge back to moms meals | RAWSON
825D2741711-10-10-80-GAS | Taylor 8250 Series Relief Valve, D Orifice, 1“ Class 150 RF X 1” Class 150 RF Flange Connections, Carbon Steel Body / 316 Stainless Steel Internals, Viton Material, 212 SCFM Stamped Capacity, 41-100 PSI Spring Range, Set at 80 PSI, Conventional Type (10% Of Set Pressure As Max Allowable Back Pressure) | ENDRESS + HA
825D2741717-10-10-80-GAS | Taylor 8250 Series Relief Valve, D Orifice, 1“ Class 150 RF X 1” Class 150 RF Flange Connections, Carbon Steel Body / 316 Stainless Steel Internals, PC Buna Material, 212 SCFM Stamped Capacity, 41-100 PSI Spring Range, Set at 80 PSI, Conventional Type (10% Of Set Pressure As Max Allowable Back Pressure) | MCCARTY EQUI
825F5661341 | 825F5661341- 200 Gas 8250 Series Taylor Relief Valve 2‘’, F Orifice, 2‘’ MNPT X 2‘’ FNPT, CS, Nace, Viton, Set @ 200 PSIG, SR 111-200 PSIG, SC 1349 SCFM | GDL INDUSTRI
825F5661341 - 200 GAS | 8250 Series Taylor Relief Valve 2‘’, F Orifice, 2‘’ MNPT X 2‘’ FNPT, CS, Nace, Viton, Set @ 200 PSIG, SR 111-200 PSIG, SC 1349 SCFM Taylor Valve Material Test Report, One Cert Needed Per Line Item Taylor Valve Technology Test Report States What The Valve Is Set At And Popped At While Being Tested At Taylor’s Facility, One Certificate Needed Per Valve
825F6661341 - 250 GAS | 8250 Series Taylor Relief Valve 2‘’, F Orifice, 2‘’ MNPT X 2‘’ FNPT, Carbon Steel, Nace Service, Viton Material, Spring Range 201-410 PSIG, Stamped Capacity 1665 SCFM, Certified for Gas, Set @ 250 PSIG. | CITY PIPE
825F6661341-250 GAS | 8250 Series Taylor Relief Valve 2”, F Orifice, 2” MNPT X 2” FNPT, Carbon Steel, Nace Service, Viton Material, Spring Range 201-+410 PSIG, Stamped Capacity 1665 SCFM, Certified for Gas, Set @250 PSIG. Includes 4 week Expedited Fee | CITY PIPE
828208-150 CAPSCREW | (blank) | CITY PIPE
828406-125 CAPSCREW | (blank) | ULTIMATE WEL
8-3 X 1/2 3000# TOL | (blank) | CITY PIPE
8-3X1/2 TOL | Bonney Forge taper bore design | GRAYBAR
84087 2 FS8AI-2 IO MOD | 84087 2 FS8AI-2 IO MOD AI 4CH 16BIT | CLINE CONSTR
84836080-DRIVE 72103001 | 84836080-DRIVE | BRANDON & CL
870 2-1/2&3 BODY COVER10 | Job # 21109-10 Charge back to moms meals | CITY PIPE
870 2-1/2&3 COND BDY CVR 6EA | (blank) | THE SHERWIN
870 2-1/2&3 STL BDY CVR 2 EA | (blank) | GDL INDUSTRI
870 2-1/2&3 STL BODY CVR 3 | (blank) | ELLIOTT ELEC
870G | 870G | ELLIOTT ELEC
8711SSA030M1K5G1 | ROSEMOUNT 8711 WAFER MAGNETIC FLOW METER SENSOR, 3 INCH (DN80) 8711SSA030M1K5G1
8732E TRANSMITTER | ??? | DEALERS
875710-088 OUTLET COVER PLUG | (blank) | LEGACY FLOW
87DUB6FA | SIEM 87DUB6FA PUMPPANEL SZ1,0.75-3.4AMPS,N12/3R Marathon Aviary 22870-03 | SPECIALTY EQ
87HUG6FA | SIEM 87HUG6FA PUMPPANEL SZ3,25-100AMPS,N12/3R | UP&S, INC
87JUH6FA | SIEM 87JUH6FA PUMP PANEL SIZE 4, 50-200 AMPS, N12/3R | UP&S, INC
87LPU6FF | SIEM 87LPU6FF PUMPPANEL SZ5,50-200A,N12/3R | UP&S, INC
88 SUPER 3/4 X 66' | 88 Super 3/4 x 66' | UP&S, INC
8-80-1-2V-16 | 8-80-1-2V-16 8" Koflo Static Mixer 8" Schedule 80 (0.5" Wall) ASTM A106 Gr. B Carbon Steel Housing Two (2) Fixed Carbon Steel Mixing Elements and a Flow Straightening Vane 8" ASTM A105 Carbon Steel ASME B16.5 Class 600 Raised Face Weld Neck Flanged Ends Koflo® Blue Two-Stage Industrial Paint System with Corlar® 2.1 PR-P™ Epoxy Primer and Imron® 3.5 HG™ + Polyurethane Topcoat Lifting Lug Fabrication per ASME B31.3 Visual Inspection Only (additional NDT available for an additional cost) Length: 38" Net Weight: ~351.6 lb Attached Drawing: KD-1036 Pressure Loss: 6.58 psi @ 50,000 BPD | UP&S, INC
8836 GRT NK | B-LINE 8836 GRT NK 36.00 N3R SC STRAIGHT SECTION W/O KO REF QUOTE 2002662078 LINE 250 | SUMMIT
8836GRTNK | UNT 8836GRTNK 8X8X36 N3R SCR CBR GRRN NO KO POWDER COATED | VINSON PROCE
89-610 | IDEAL 89-610 BARRIER STRIP, 12-CIRCUIT | JET SPECIALT
89-SSTG | 5/8" X 1 3/4" BLANK 316SS TAG | JET SPECIALT
8A-C8L-1-SS | CHECK VALVE PRESSURE 316 STAINLESS STEEL 8AC8L1SS PARKER HANNIFIN ALOK | GRAYBAR
8A-V8LR-SS | NEEDLE VALVE 316 STAINLESS STEEL BLUNT STEM TIP 8AV8LRSS PARKER HANNIFIN ALOK | ELLIOTT ELEC
8F3B80-1T8M0/0 | Promass F 300, 8F3B80, DN80 3" (8F3B80-CSIMADDFADSAAASAA2+EBEJ) Coriolis, Standard | CITY PIPE
8FF13RF | 8" Full Port R.F. Ansi 150 285# WP Steel Ball Valve | ELLIOTT ELEC
8P-PIGTAIL 8P CABLE | 8P-PIGTAIL 8p CABLE | ELLIOTT ELEC
8SC50-10 CPLG | ??? | ODESSA PUMPS
8X4 ECC REDUCER STD | 8x4 Ecc Reducer Std | CITY PIPE
8X4 XH BW REDUCING TEE | (blank) | CITY PIPE
8X6 REDUCERS | 8" x 6" XH Cocn Red | DEALERS
9' PANEL RACK FAB | (blank) | ELLIOTT ELEC
9/16" BUNA O-RING MATERIAL | 9/16" Buna O-ring Material | GRAYBAR
90.35 TONS CALICHE | 90.35 Tons Caliche | ELLIOTT ELEC
900-192-121-003 | Type 1 Adapter | SURE SHOT
902S | 3/4" ONE HOLE RIGID STRAP | BRICE CO
903S | 1" ONE HOLE RIGID STRAP | SUMMIT
90D EMT ELL 6EA | Job # 21109-10 Charge back to moms meals | ELLIOTT ELEC
91-12E71T10L1 | 3/4" X 1" MERCER RELIEF VALVE, FULL SS, SET AT 275PSI | VINSON PROCE
91-17D51T07L1 | Mercer Relief Valve 1-D-1 MxF NPT w/ Liquid Trim Set @ 180# (91-17D51T07L1) | VINSON PROCE
91-27D21X07NX7 | Mercer Relief Valve 1-D-2 (150RF X 150RF) W/ Sour Gas Trim & FFKM Seat/O-rings Set @ 150 2ND STAGE DISCHARGE RELIEF VALVE | ELLIOTT ELEC
91-27E21X07NX7 | Mercer Relief Valve 1-E-2 (150RF X 150RF) W/ Sour Gas Trim & FFKM Seat/O-rings Set @ 80 SUCTION SCRUBBER/1ST STAGE DISCHARGE/INTERSTAGE SCRUBBER RELIEF VALVES | ELLIOTT ELEC
9131A | TJ COPE 9131A ALUM COMBN HD & EXPN GUID | ELLIOTT ELEC
91-33D11V07U1 | Mercer Relief Valve 1.5-D-2 (150RF x 150RF), Set @ 230 PSIG | SUMMIT
91-51G11V61U1 | Mercer Relief Valve 2-G-3 (150RF x 150RF) Set @ 230#'s | CITY PIPE
91-51J11V78U1 | Mercer Relief Valve 2-J-3 (150RF x 150RF) Set @ 80 PSIG | CITY PIPE
920 AL XHHW #1/0 WIRE & CABLE | Job # 21109-10 Charge back to moms meals | ELLIOTT ELEC
920S | 1/2" ONE HOLE EMT STRAP | ELLIOTT ELEC
921S | 3/4" 1-hole strap for EMT | CITY PIPE
92300 ES | 92300 ES Centri Pump 3HP NORYL 1PH | SUMMIT
927 3X2-1/2 REDUCING WASHE 2EA | Job # 21109-10 TPZ 927 3X2-1/2 REDUCING WASHERS | ELLIOTT ELEC
928 CU-XHHW #3/0 | Job # 21109-10 Charge back to moms meals | BRICE CO
93 MILES | Mileage | UP&S, INC
93221BOX | CWD 93221BOX Wallplate 1G Sgl Recp 2.15 | UP&S, INC
935AB4V | ACCU-BEND LEVEL, 4 VIAL | ELLIOTT ELEC
935R | Aluminum Torpedo Level rare earth magnet, 9" | VINSON PROCE
9365RBLT | LIGHTED TORPEDO BILLET LEVEL, RATE EARTH MAGNET | HOSEWORX
93935BOX | CWD 93935BOX WALLPLATE 2G DECORATOR MID SS
9462-P | LEV 9462-P ANGLE PLUG 14-60P | HUDSON
95-27D1307S | Mercer Pilot Op. Relief Valve 1.5-E-2 (150RF x 150RF) w/ G-1100009 Snap Pilot Set @ 230 PSIG | ANIXTER POWE
95-33E1307S | Mercer Pilot Op. Relief Valve 1.5-E-2 (150RF x 150RF) w/ G-1100009 Snap Pilot Set @ 230 PSIG | SAUNDERS COM
960-2-1232-P7PSI/Z1.0OZ/SQ.IN | 960-2-1232-P7PSI/Z1.0OZ/SQ.IN ENARDO SERIES 960; 2IN ALUMINUM FLAT FACE CONNECTIONS; 316SST PALLET; VITON PALLET SEAL; BUNA GASKETS/O-RINGS; 7PSI PRESSURE; 1OZ/SQ.IN VACUUM PVSV-1903A, PVSV-1913A, PVSV-1923A, PVSV-1933A, PVSV-1903B, PVSV-1913B, PVSV-1923B, PVSV-1933B | DSI
964HX+600RF-600LJ-51.25” | 964HX+600RF-600LJ-51.25” 4” 1500PSI HP Oil and Jetting Hose Assy Coupled with 4” 600# RFSO Fixed x 4” 600# Floating Domestic Flange Assy’s OAL 51.25” Untested Includes PRESSURE TESTING OF HOSE ASSEMBLIES Test+64-HP and standard freight | ELLIOTT ELEC
96BH | Gas Sections 1) Hardness Testing 2) (1) Drain(s); full coupling; SA105N; Class 6000 3) (1) Temp(s);full coupling; SA105N; Class 6000 4) (1) Vent(s); full coupling; SA105N; Class 6000 5) PWHT headers 6) ASME code stamp 7) 100% RT of header seam and nozzle butt welds Glycol Section 1) Hail Guards - Type: Standard ; Section(s): 2) Hardness Testing 3) (1) Drain(s); full coupling; SA105N; Class 6000 4) (1) Temp(s);full coupling; SA105N; Class 6000 5) (1) Vent(s); full coupling; SA105N; Class 6000 6) PWHT headers 7) ASME code stamp 8) 100% RT of header seam and nozzle butt welds Cooler Scope 1) Finish - AXC Standard Galvanized / Metalized Headers : chemical clean surface preparation; Zinc Metalized Structure / Section Side Frames : chemical clean surface preparation; Hot-dipped Galvanized 2) Fan Run/Vibration Test - 230/460 V 60 Hz Motors Only; 1 Fans 3) Motor(s) - single-speed; HP: 30; RPM: 1800; frame size: 286T; motor type: TEFC; VFD compatible 4) V-Belt Drive 5) Slope Single Pass Condensor; Slope0.125; Tube Length: 16 6) Motor removal beams 7) Vibration transmitter(s) - Metrix ST5484E-121-11-1-0-0-0 8) Shutters over gas section(s): Auto Linkage, 1 Set(s); Standard mounting; integral hail guards 9) Air motor: gas section(s); Air motor mfg.: Garzo or equivalent; Model.: 501-6; DIAP Material: Rubber; Spring Range: 6-30; Pivot Mount 10) Fan(s) - COFIMCO(96/4) 11) Extended lube lines: no. of fans : 1 Unit Dimensions (WxLxH) (feet): ~9.0 x 17.0 x 8.0 Approx.Unit Dry Weight(lbs.) 11,250 Noise Levels: PWL = 94.9 dB(A); SPL Inlet / Outlet = 85.2 dB(A); SPL(3.3 at side) = 74 dB(A) | COMMERCIAL E
97065 811A QO DIE HEAD | (blank) | MCCARTY EQUI
97-3057-1007-1 | 97-3057-1007-1 | SUMMIT
9779-513-6 | 9779-513-6 14 series boot | THE SHERWIN
99PE34 | CABLE TRAY ISOLATOR PAD
99-PE34 | B-LINE 99-PE34 ISOLATOR PAD | ELLIOTT ELEC
9A-100003398 | 2" EZ-IN RF gas meter | CAMERON MEAS
9A-100003535-X7XX | NUFLO LIQUID 2" THREADED METER | CAMERON MEAS
9A-100005169 | KIT,ADPTR,WTHPRF,15 FT,TURB FL MTR,MC-II 25E3SN1ZZZTT Turbines and Totalizers | CAMERON MEAS
9A-100012105 | KIT, HDWR, 3IN, EZ-IN BF FM, CL1500#, NON-PED | CAMERON MEAS
9A-100014152 | ASSY,FM,2x2.5IN,VCTLC,STD | CAMERON MEAS
9A-100062625 | 9A-100062625 1” 600# RF Meter | CAMERON MEAS
9A-100062998 | 9A-100062998, 8” x 8” EZ-IN Turbine Meter | CAMERON MEAS
9A-1006 | B LINE 9A-1006 WEDGE LOCK SPLICE PLT 5 IN NEMA/6 IN HEIGHT TRAY ALUM, 1EA=2 PLATES+HARDWARE | SUMMIT
9A1036 | CBTY 6" ALU HZ ADH SPLICE PLT | CAMERON MEAS
9A-2112-0001A-01 | PICKUP, MAGNETIC, VR TYPE, FOR USE WITH BARTON 7000 SERIES FLOWMETERS, 1/4 INCH THRU 3/4 INCH. INDIVIDUALLY PACKAGED IN CLEAR PLASTIC TUBE WITH CAMERON PART NUMBER LABELED ON TUBE. MUST MEET THE FOLLOWING SPECIFICATIONS: TEMPERATURE RANGE MINUS 450 DEG F TO PLUS 450 DEG F, GAUSS STRENGTH 250 PLUS/MINUS 10 PERCENT, 11/16 X 24 UNF-2A THREADS, HERMITICALLY SEALED, 2 PIN CONNECTOR MATES WITH MS3106-10SL-4S, COMPLETE WITH LOCK NUT. ENGINEERING APPROVED VENDOR: MOTION SENSORS, INC. MODEL PC24-172G. NO SUBSTITUTIONS ALLOWED | CAMERON MEAS
9A-50132150197 | 9A-50132150197 Clif Mock "True Cut" model C-22 Sample Probe Part Number 50132150197 as follows: Complete with stainless steel construction. Eight inch(8") extension Length Probe to insert into customer's pipeline. Sample grab size is 1.5 cc per grab, and will mount into the thread-olet. This sampler is rated for between 30-195 psig get a pressure rating of 195-1500 psig M.A.O.P., then a PEV-3C Pressure Equalizing valve will be needed. (PEV-3C is not included, sold seperately) | CAMERON MEAS
9A-50132150260 | 9A-50132150260 Sampler C22 26" ext 1 piece body | CAMERON MEAS
9A-50132150994 | Clif Mock "True Cut" model C-22 Sample Probe Part Number 50132150994 as follows: Complete with stainless steel construction. Sixteen inch(16") extension Length Probe to insert into customer's pipeline. Sample grab size is 1.5 cc per grab, and will mount into the thread-olet. This sampler is rated for between 30-195 psig get a pressure rating of 195-1500 psig M.A.O.P., then a PEV-3C | CAMERON MEAS
9A-50132200406 | 9A-50132200406, ADAPT, UNN, U-22, 2 IN. CL600RF, CS | CAMERON MEAS
9A-50132200407 | (blank) | CAMERON MEAS
9A-50132200409 | ADPTR, U-22 UNN, THDD 2" NPT, CS,NP PART # 9A-50132200409 | CAMERON MEAS
9A-50142150703 | Rebuild Kit, Clif Mock sample probe | CAMERON MEAS
9A-50142150712 | Seal Kit | CAMERON MEAS
9A-50142150931 | DC-1 Coupling | CAMERON MEAS
9A-50142200016 | Stabilizer | CAMERON MEAS
9A-50142200060 | Thrust Bearing | CAMERON MEAS
9A-50142200061 | Thrust Washer | CAMERON MEAS
9A-50142200068 | Tourque Pin | CAMERON MEAS
9A-50142207938 | 16" Stem | CAMERON MEAS
9A-50142307662 | 9A-50142307662 CONTROL, SPEED, CD20 115/230VAC,FOR UL APPROVED ASSEMBLIES | CAMERON MEAS
9A-50142307663 | CONTROL, SPEED, CD20, 24VDC, FOR UL APPROVED ASSEMBLIES | CAMERON MEAS
9A-50142307700 | MOTOR, CS/CD DRIVES | CAMERON MEAS
9A-50142500099 | Cam & Liner Assy. | CAMERON MEAS
9A-EFM_2000_0115D | 2000 CAMERON SCANNER MICRO-EFM Model SCANNER 2000 Enclosure [X] Explosion-Proof Certification [X1] CSA DIV1 XP CD, DIV2 Transducer [X1] MVT, CRN - Encl Type 4 MVT Material [A] STD -SS Cover&Dia,CS Bolts MVT Process Connection [LP]1/4"NPT Bottom Low Profile MVT Span Limits - Range [1540] 1500 PSIA, 400 INWC Adaptor [0] No Adaptor (Std 1/4" NPT) Battery [1]LITHIUM-Pack Restr.Transprt Expansion Board [00] None Firmware [00S] Standard Mounting [0C]Pole/Wall Mount -Pl. Steel RTD Option [A] Terminal only Terminal Housing [00] None, Div1 BCD, Div2 Conduit Connections [BU] Brass Plug & USB Comm | CAMERON MEAS
9A-SYN_C_0001D | 9A-SYN_C_0001D SYNERGY TOTALIZER, CSA XP | CAMERON MEAS
9A-SYN_W_0001D | 9A-SYN_W_0001D SYNERGY TOTALIZER, CSA WP | ELLIOTT ELEC
9JE | TB Woods Element | STEALTH PUMP
9N | NEOPRENE SF SLEEVE | PERMIAN VALV
9SC50 | TB WOODS FLANGE | STEALTH PUMP
9SC5011 | TB WOODS FLANGE | STEALTH PUMP
9SCH138 | TB WOODS HUB | STEALTH PUMP
9T21S1100 | GE 9T21S1100 12.6 INCH WX12.6 INCH D X 35 INCH H SIZE; 1 PHASE(S); NEMA 3R ENCLOSURE; 50 AMPERE (PRIMARY MAIN/SECONDARY MAIN) CURRENT RATING; 10KVA POWER RATING; 480 VAC 60 HZ PRIMARY VOLTAGE; 120/2 40V SECONDARY VOLTAGE | SUMMIT
9ZN-1208 | B LINE 9ZN-1208 COMBINATION CLAMP/GUIDE | SUMMIT
9ZN1208NB | CBTY 2-1/4", 3/8BLT ZN PLT CLAMP/GUIDE,W/HRDWARE | ELLIOTT ELEC
A/C RETURN AIR GRILLE | RG-1 Return Air Grille. Extruded Aluminum grille w/ fixed 45º angle blades 17" x 10" w/ 1" flange. REF QUOTE J218E2 | BIG LIC CO
A/C SUPPLY AIR REGISTER | SG-1 Supply Air Register. Extruded Aluminum register with adjustable Horizontal & Vertical blades. 17" x 5" with 1" flange REF QUOTE J218E2 | BIG LIC CO
A/C THERMOSTAT | 8403-089 Thermostat Programmable or Non-Programmable. 1Heat/1Cool-A/C or H/P - Temp Setting Per Day 4, 2, 1, 0 - Programs Per Week 7, 5-2, 5-1-1 REF QUOTE J218E2 | BIG LIC CO
A03-000000-000 | PROVING DATA ACQUISITION (PDAQ MODEL #: PDAQUNCNCNCA2NSN0A KIT INCLUDES: 1EA PDAQ ONLY 1EA 24VDC POWER SUPPLY W/CABLE FOR 110-120 US 3 PRONG PLUG | FLOW MANAGEM
A03-000033-000 | KIT PDAQ ONLY 16BIT HRZ PANEL MODEL #: PDAQ(ONLY)16BIT KIT INCLUDES PDAQ PANEL MOUNT ONLY (WITH MOUNTNG FEET) INCLUDES PLUG SET FOR PDAQ PANEL MOUNT NOTE: THIS IS DOES NOT USE TYCO/AMP CIRCULAR CONNECTORS. | FLOW MANAGEM
A03-000064-000 | KIT PDAQ US W/CABLES PDAQU0505005D2NSN0A | FLOW MANAGEM
A04-001974-000 | PROVER FMD-015 H44015 (RL) 1ABSEAAWC | FLOW MANAGEM
A1008CH | 10X8X4 N12, CH, SCDN LTCH | GARDNER DENV
A10P8 | 9X7 PNTD JCT BX PANEL | GARDNER DENV
A121609 | WIRE 16/9c VNTC Overall SHLD E2 TC-ER | ELLIOTT ELEC
A151-525-1 | Versatrol valve manifold assembly with all stainless SS Materials | ELLIOTT ELEC
A1612 | 16/12c VNTC overall shield E2 600v TC-ER | ELLIOTT ELEC
A1-882 HG12 VERSATROL POPPETS | A1-882 HG12 Versatrol Poppets | GARDEN DENVE
A1-889 HG20 VERSATROL POPPETS | A1-889 HG20 Versatrol Poppets | ELLIOTT ELEC
A1C6B096PER24 | Yaskawa A1000 - 75hp Nema 3R VFD Specifications: Input Circuit Breaker, 3% Line Reactor, Surg Suppression, 50Deg Ambient | BRANDON & CL
A204-2184 KIT | A204-2184 KIT, SEAL REPAIR | GARDNER DENV
A204-2191 | A204-2191 Compressor Seal Kit, 2 ¼(125-986) | GARDNER DENV
A204-2212 SEAL KIT | A204-2212 Seal Kit | GARDNER DENV
A21389-1 GASKET FOR 36-AV | A21389-1 GASKET FOR 36-AV | HATFIELD AND
A258B | A258B-480VAC 3PH PWR MON | ELLIOTT ELEC
A4I BORD | P8000010107 UP ASSY-A4I PCB Assembly | FMC TECHNOLO
A5F CONNECTOR | A5F CONNECTOR | GDL INDUSTRI
A606CH | 6X6X4 N12 CH CLMP CVR | ELLIOTT ELEC
A606CHNF | 6X6X4 N4 CH CLMP CVR | ELLIOTT ELEC
A606CHNFSS | ???
A62-09-90H12-06-G | US TRAY A62-09-90H12-06-G 6IN H ALUM CLASS 2 9IN R.S. HORZ 90 DEG ELB | SUMMIT
A62-09-90H12-12-G | US TRAY A62-09-90H12-12-G 6IN H ALUM CLASS 2 9IN R.S. HORZ 90 DEG ELB | SUMMIT
A62-09-HT12-12-G | US TRAY A62-09-HT12-12-G | SUMMIT
A620A-09-SL20-12-G | US TRAY A620A-09-SL20-12-G 6"H ALUM LADDER, NEMA 20A, 9"R.S., 20'L, 12"W, GEOMET HDWR | SUMMIT
A620C-09-SL20-12-G | US TRAY A620C-09-SL20-12-G 6IN X 12IN X 20FT NEMA 20C TRAY EACH PIECE OF TRAY INCLUDES THE FOLLOWING ITEMS: 2 - SPS-A6-G4 SPICE PLATE 8 - F-RNS-38-34-G 3/8 X 3/4 RIBBED SCREW 8 - F-FNH-38-G 3/4 HEX NUT | SUMMIT
A6648RT | 6X6X48 N3R SC WIRE TROUGH | ELLIOTT ELEC
A6672RT | 6x6x72 N3R SC Wire Trough | ELLIOTT ELEC
A6P6 | 4.88X4.88 PNL, 6X6 ENCL | ELLIOTT ELEC
A804NE0PWH | Plastic Strout end | ELLIOTT ELEC
A804NEOPWH | PLASTIC STRUT END CAP WH | ELLIOTT ELEC
AA BATTERY | (blank) | JM TEST SYST
AA200 | ???
AA300 | 3in Adpt x FmNPT "A" Alum Cam Groove | MCCARTY EQUI
AA400 | 4in Adpt x FmNPT "A" Alum Cam Groove | MCCARTY EQUI
AAA BATTERY | (blank) | JM TEST SYST
AAS | 218 FGT BP-D REG | KIMRAY INC.
AAS 218 FGT BP-D REG | AAS 218 FGT BP-D REG | KIMRAY INC.
AAUS6V 318 | AAUS6V 318 FGT BP-D REG S6 VITON 2 each XTO Job# 21416, 21417, 21466, 21467 and Battalion Job# 21418 | CONTROL EQUI
AAUS6V 318 FGT | AAUS6V 318 FGT BP-D REG S6 VITON | CONTROL EQUI
AAUTROL FLAT BRACKET (BF) | 2" Autrol Flat Mounting Bracket for Autrol Transmitters | SLATER CONTR
AB COMPACTLOGIX | A-B 1769-L16ER-BB1B COMPACTLOGIX 384KB CTRLR | THE REYNOLDS
AB/NS SUPPORT BRACKET | B/NS Support bracket for insulated mounting of DIN rails in insulated systems plastic 21 mm high | INSIGHT TECH
AB/SS SUPPORT BRACKET | AB/SS Support bracket made from insulation material with retaining screw can be used with either 3 x 10 mm or 6 x 6 mm busbar color: gray | AWC, INC
AB-1766-L32BXB | 87048 - PLC VRU Allen Bradley with Red Lion Graphite 7" Display 30H x 24Wx 12D NEMA 4 Steel Enclosure Red Lion Graphte 7" HMI Color Touchscreen Outdoor AB-1766-L32BXB A-3 MicroLogix 1400 Controller DC Inputs 24V line AB 1762- R4 A-3 MicroLogix 4 Ch RTD Input Module | AWC, INC
ABB FLOW COMPUTER | NS640 3KXF812201L1050 ABB FLOW-X STREAM FLOW COMPUTER MODULE PROCESSOR: 800MHz MEMORY: 512 MB | JET SPECIALT
ABB FLOW COMPUTER ENCLOSURE | NS640 ABB FLOW-X/S0 FLOW-X/S, SINGLE STREAM RAIL MOUNTABLE BACKPLANE ENCLOSURE WITHOUT MODULE | JET SPECIALT
ABB GAS CHROMATOGRAPH | Model 82xx Gas Chromatograph Tag Number: Model Number 8206A-83A-75A-65A-95A-1CJ-72B-73BBK-74BBF 96A-46C-46E-2GI-3FU-10A-17BP-2DR-55F-52J57C-56D-61B-62E 64D-66A-6900-91A-92A 8206 - Model designation, NGC 8206 83A - NGA TYPE 00 75A - None (2 train) A - C/US, CSA Cert, Class I, Div 1, Grp BCD, XP 1CJ - Nomenclature Unit Drawing,NGC8200 Class I, DIV 1, Groups B, C, D C/US,12V 72B - Carrier selection, Helium 73BBK - Train BBK. C6+. C3. IC4. NC4. Neo-C5. IC5. NC5. 74BBF - Train BBF. C3+. N2. C1. CO2. C2=. C2 96A - Aluminum for NGC 2GI - Flash Application Set, without tubes, NGC/PGC, STD pick 3FU - Config File, NGC8206 17BP - Termination Board Kit, with USB Client, with USB Host, with Ethernet 2DR - Enclosure assembly, RFI/EMI 55F - External PCCU Mounting Option, USB local with flameproof Housing Includes: part number 2102438-001 52J - Cable, USB (16 foot) 57C - Analytical Module without GC Module 12 VDC, No metrology, DBPV 56D - Digital controller electronics and display completed assembly (NGC8206) 61B - Feed Thru, with preheat, 12 volt 62E - Gas Chromatograph Manufacturing Test Certificate 64D - SD Card, 1 GB | SOUTHERN PET
ABB PRESSURE TRANSMITTER | 2105660-017 266HSH 0-6000 1/2" MNPT ALUM ADV HART 4-20 | JET SPECIALT
ABB PT 0-150# | 2105660-020 266HSH 0-300 1/2" MNPT ALUM ADV HART CIDII SCALE BACK TO 150# | JET SPECIALT
ABB PT 0-1500# | 2105660-013 266HSH 0-1500 1/2" MNPT ADV HART | JET SPECIALT
ABB PT 0-800# | 2105660-013 266HSH 0-1500 1/2" MNPT ADV HART SCALE BACK TO 800# | JET SPECIALT
ABB SU202M-C30 | 30A, 2 POLE MINIATURE CIRCUIT BREAKER PLUS FREIGHT | CED/CAIN ELE
ABB TEMPAERATURE TRANSMITTER | ???
ABB TEMPERATURE TRANSMITTER | ???
ABB TRANSMITTER | 2105660-013 266HSH 0-1500 1/2" MNPT ADV HART | JET SPECIALT
ABC2 130 SMT ADAB-D | PNEUMATIC CONTROL VALVE: 1" NPT, DOUBLE ACTING, 300 PSIG RATED, ASTM A395 DUCTILE IRON BODY, HSN SEAT, O-RING, DIAPHRAGM, -20/300F, 303SS STEM, 316SS PLUG, 2:1 RATION DIAPHRAGM, REMOVABLE SEAT, CRN CERTFIED | KIMRAY INC.
ABC2 130-SMT ADAB-D | ABC2 130 SMTADAB-D | KIMRAY INC.
ABZ 10" CONTROL | ???
ABZ 4" BUTTERFLY VALVE | 4" 150 ABZ BUTTERFLY VALVE 402 SERIES 105 TRIM (NACE MR0175 BODY DISC STEM) LUG, WCB BODY, 316SS DISC 17-4 SS STEM RTFE + 316SS SEAT GRAPHITE PACKING W/ GEAR OP | INDUSTRIAL
ABZ BF VALVES | ???
ABZ BUTTERFLY VALVE | 4" 150 ABZ BUTTERFLY VALVE 402 SERIES 105 TRIM (NACE MR0175 BODY DISC STEM) LUG, WCB BODY, 316SS DISC 17-4 SS STEM RTFE + 316SS SEAT GRAPHITE PACKING W/ GEAR OP | INDUSTRIAL
ABZ CONTROL VALVE | ???
AC POWER CORD/CABLE | AC Power Cord/Cable | A PLUS CONTR
AC97 FLEX CONN 1IN 90D | Job # 21109-10 Charge back to moms meals | SUMMIT
AC985 1-1/2 90D FLX | Job # 21109-10 Charge back to moms meals | SUMMIT
ACCESS PLATFORMS | Platforms 63" TWS - TOG, difference in height of actual grade to be made up with concrete. 1) ERECTASTEP-PLATFORM-A STANDARD ERECTASTEP PLATFORM * Prefabricated 36" x 36" * Stamped positive-traction walk surface * Units have common bolt hole patterns for stairs, other platforms, and handrail * Platforms do not need intermediate support until you exceed three of them * Aluminum construction 1) ERECTASTEP-STAIR-6-STEP-A-BASE ERECTASTEP STAIR BASE * 3 thru 6-Step stairs designed to be connected together totalling up to 15- steps * 6-Step stair unit (platform surface at 63" and platform clearance at 57") * 26" wide stamped positive-traction surface * Prefabricated to fit any side of an ERECTASTEP platform * Handrails on both sides to be powder coated pipe construction * Aluminum construction (Can be connected to stair units 3-6) 1) ERECTASTEP-TOWER-6-STEP-A-BASE ERECTASTEP TOWER SUPPORT BASE * 3 thru 6-Step units designed to be connected together totaling up to 20-steps * 6-Step tower support (will put platform surface at 63" and platform clearance at 57") * Prefabricated design to allow for three bolt-up scenarios: 1. Single ERECTASTEP platform to a single tower support 2. Two platforms with one tower support between the seam 3. Tower support to go on multiple sides of a ERECTASTEP platform system * Aluminum Construction 2) ERECTASTEP-PLATFORM-HANDRAIL-A ERECTASTEP HANDRAIL - Universal nut-plate insert - Prefabricated to fit a 36" side of an ERECTASTEP platform - Pipe construction - Aluminum construction (powder coated) Quote #: SAS-109625R1 | DEALERS
ACCESSORY KIT | ??? | DEALERS
ACCULOAD | P8VM0000378 1 17,976.80 17,976.80 USD ALIV-QT-XP-ARM1-A15000-1 Model Type AccuLoad IV Hardware Model Designation ALIV-QT Enclosure Options Explosion-Proof Housing Flame Proof Enclosure UL/CUL, Ex d ia IIB, IP65 DEMKO A/S Firmware One-Arm Operation RTD Input Module 1 RTD Input Module 4 to 20mA Input Modules 5 - 4-20mA Input Modules 4 to 20mA Output Modules 0 - 4-20mA Output Modules 1 to 5VDC Input Modules 0 - 1 to 5VDC Input Modules 1 to 5VDC Output Modules 0 - 1 to 5VDC Output Modules Hardware Option 1 - 1 A4I Board Firmware Revision Use Current Firmware | SAFE RACK
ACCULOAD ALIV-QT | P8VM0000248 1 15,821.06 15,821.06 USD ALIV-QT-XP-ARM1-A15000-0 Model Type AccuLoad IV Hardware Model Designation ALIV-QT Enclosure Options Explosion-Proof Housing Flame Proof Enclosure UL/CUL, Ex d ia IIB, IP65 DEMKO A/S Firmware One-Arm Operation RTD Input Module 1 RTD Input Module 4 to 20mA Input Modules 5 - 4-20mA Input Modules 4 to 20mA Output Modules 0 - 4-20mA Output Modules 1 to 5VDC Input Modules 0 - 1 to 5VDC Input Modules 1 to 5VDC Output Modules 0 - 1 to 5VDC Output Modules Hardware Option No Hardware Options Firmware Revision Use Current Firmware
ACCULOAD ALIV-QT WITH A41 BOARD | P8VM0000378 ALIV-QT-XP-ARM1-A15000-1 Model Type AccuLoad IV Hardware Model Designation ALIV-QT Enclosure Options Explosion-Proof Housing Firmware One-Arm Operation RTD Input Module 1 RTD Input Module 4 to 20mA Input Modules 5 - 4-20mA Input Modules 4 to 20mA Output Modules 0 - 4-20mA Output Modules 1 to 5VDC Input Modules 0 - 1 to 5VDC Input Modules 1 to 5VDC Output Modules 0 - 1 to 5VDC Output Modules Hardware Option 1 - 1 A4I Board | FMC TECHNOLO
AC-FFV-HT12-12-040 | US TRAY AC-FFV-HT12-12-040 COVER 12IN RADIUS, 12IN WIDTH | FMC TECHNOLO
AC-FFV-SL12-12-040 | US TRAY AC-FFV-SL12-12-040 12FT X 12IN VENTILATED TRAY COVER | FMC TECHNOLO
ACG | (blank) | CONTROL EQUI
ACJW/32X32-8R-SCS | ACJW\32x32-8R-SCS(PT# TBD) AC-CSASME Gas Cooler, All carbon steel construction, 8 Row - 3 Pass, 2" Class 150 Connections, ASME, MAWP: 200 psig @ 400F, 1" Clean out ports (I/O). JW-CS Jacket Water Cooler, All Carbon Steel Construction, 8 Row - 2 Pass, 1.0" NPT Connections, MAWP: 75 psig @ 350F, Includes surge tank w/ 1.5" fill port, 1" sight glass, 1/2" High & Low ports for Murphy level gauge, 1" clean out ports (I/O). PACK Package Assembly - Stand, Shroud, Fan Guard, Fan, Motor, Motor Mount OPT2 Adder for AC section to have 304 SS tubes, heads, and nozzles | KIM KOOL
ACJW/32X36-8R-SCS | AC-CSASME Gas Cooler, All carbon steel construction, 8 Row - 3 Pass, 2" Class 150 Connections, ASME, MAWP: 200 psig @ 400F, 1" Clean out ports (I/O). JW-CS Jacket Water Cooler, All Carbon Steel Construction, 8 Row - 2 Pass, 1.0" NPT Connections, MAWP: 75 psig @ 350F, Includes surge tank w/ 1.5" fill port, 1" sight glass, 1/2" High & Low ports for Murphy level gauge, 1" clean out ports (I/O). PACK Package Assembly - Stand, Shroud, Fan Guard, Fan, Motor, Motor Mount OPT 2 Adder for AC Section to have 304 SS tubes, heads, and nozzles | KIM KOOL
ACJW/36X36-8R-SCS | AC-CSASME Gas Cooler, All carbon steel construction, 8 Row - 3 Pass, 2" Class 150 Connections, ASME, MAWP: 200 psig @ 400F, 1" Clean out ports (I/O). JW-CS Jacket Water Cooler, All Carbon Steel Construction, 8 Row - 2 Pass, 1.0" NPT Connections, MAWP: 75 psig @ 350F, Includes surge tank w/ 1.5" fill port, 1" sight glass, 1/2" High & Low ports for Murphy level gauge, 1" clean out ports (I/O). PACK Package Assembly - Stand, Shroud, Fan Guard, Fan, Motor, Motor Mount OPT2 Adder for AC section to have 304 SS tubes, heads, and nozzles | KIM KOOL
ACJW/54X54-PACK | AC- 304SSWP Gas Cooler, All 304SS Wetted Components, 8 Row - 2 Pass, 3" 150 Class Flanges, ASME UM, MAWP: 200 psig @ 400F JW-CS Jacket Water Cooler, all carbon steel, 8 Row - 2 Pass, 1.5" 150 Class Connections, MAWP: 75 psig @ 300F, integral surge tank w/ radiator style fill cap, 1" sight glass, and high/low ports for level switch. PACK Package Assembly - Stand, Shroud, Fan Guard, Fan, Motor and Mount. Includes 60 Gallon oil storage tank to be moutned on top of cooler frame, includes fill cap, breather, 1" drain & fill port, 2" level switch port, and sight glass assembly. Fan Specs: Poly Blade, Aluminum Hub (direct drive) 208-230/460V, 3ph, \60Hz, Inverter Ready, Flass F insulation, NEMA Design B Gas Cooler section built to ASME Section VIII, Div. 1 Motor Specs: WEG W21, EXPLOSION PROOF, 10 HP, Premium Efficency, TEFC C1D1 | KIM KOOL
ACJW\32X32-8R-SCS | (blank) | KIM KOOL
ACJW\36X36-8R-SCS | (blank) | KIM KOOL
ACOC/30X48-141-1-PACK | GAS Cooler, All Carbon Steel, 8 Row Stagger, 4 Pass, 2" 150# RFF Connections, ASME UM 250psig @ 230F, NB registered. Oil Cooler, All Carbon Steel, 8 Row Stagger, 2 Pass, 1.5" 3000# NPT Connections, ASME UM 250psig @ 230F, NB Registered, Includes Fans, Guards, Motors, Shrouds, Motor Mount & Stand, Manual Louvers over each section with 6" stand off for air recirculation. | KIM KOOL
ACOC/36X64-141-PACK | ACOC/36x64-141-PACK, Dual Fan / Double Stack HELENA AC-CS ACOC-36-64-141-AC-8411-ASME, Gas Cooler, All Carbon Steel, 8 Row Stagger, 4 Pass, 2" 150# RFF Connections, ASME UM 230psig @ 300F, NB registered. OC-CS ACOC-36x64-141-8111--ASME, Oil Cooler, All Carbon Steel, 8 Row Stagger, 2 Pass, 1.5" 3000# NPT Connections, ASME UM 230psig @ 300 F, NB Registered PACK Includes Fans, Guards, Motors, Shrouds, Motor Mount & Stand. | KIM KOOL
ACOC/54X88-141-PACK | Cooler Model: ACOC/54X88-141-PACK Section: OC-CS Header/Tube Material: Carbon Steel Arrangement: 4 Row Stagger, 1 Pass Connections: 1.5” 3000# Design: 230 PSIG @ 300F Materials/Welds in Contact with Process are Normalized Code: ASME VIII-Div 1. | KIM KOOL
ACOC/54X88-SCS-PACK | Part #AC-CS, Gas Cooler, All Carbon Steel, 8 Row Stagger, 3 Pass, 3" 150# RFF Connections, ASME UM 230psig @ 300 F, All welds and materials in contact with process to be normalized Part #OC-CS, Oil Cooler, All Carbon Steel, 4 Row Stagger, 1 Pass, 1.5" 3000# NPT Connections, ASME UM 230psig @ 300 F, includes integral thermal control valve (specs below). All welds and materials in contact with process to be normalized PACK Includes Fan, Guard, Motor, Shroud, Motor Mount & Stand Construction as noted. Oil Cooler Section to include thermal control valve (230F) AC Motor Specs: WEG, Cast iron frame, 10HP/1200RPM/208-230\460V/3ph/60Hz/ C1D2, Inv OC Motor Specs: WEG, Cast iron frame, 5HP/1800RPM/208-230\460V/3ph/60Hz/ C1D2, Inve - Units sized from attached request form & related documents. Fans to be Poly blade/Aluminum hub. Delivery: Cooler Sections Built to ASME section VIII-Div | KIM KOOL
ACOC/72X86-141-PACK | ACOC/72x86-141-PACK, Dual Fan / Double Stack, PT# to be assigned. AC-CSASME Gas Cooler, All Carbon Steel, 8 Row Stagger, 3 Pass, 4" 150# RFF Connections, ASME, MAWP: 230psig @ 300 F, Flanges to face towards fan, Cooler section to be National Board Registered. OC-CS-ASME Oil Cooler, All Carbon Steel, 8 Row Stagger, 1 Pass, 2" 3000# NPT Connections, ASME, MAWP: 230psig @ 300 F, Cooler section to be National Board Registered. PACK - Includes Fan, Guard, Motor, Shroud, Motor Mount & Stand, Manual Dampers Over Each Cooler Section. | KIM KOOL
ACOC-36X56-141-PACK | AC-CSASME Gas Cooler, All carbon steel construction, 8 Row - 3 Pass, 3" 150CL RF Connections, ASME, MAWP: 230 psig @ 300F, MDMT: -20F @ 230 PSIG. OC-CS-ASM Oil Cooler, All carbon steel construction, 8 Row - 2 Pass, 1.5" 3M NPT, ASME, MAWP: 230 psig @ 300F, MDMT: -20F @ 230 PSIG. PACK Package Assembly - Double Stack Stand, 2 Shroud, 2 Fan Guard, 2 Fans, 2 Motors, 2 Motor Mount | KIM KOOL
ACROLON 218 HS GLOSS WHITE | 5 gallon kits of Acrolon 218 HS Gloss White | THE SHERWIN
ACROLON 218HS PART B | Acrolon 218HS Part B Hardener | THE SHERWIN
ACROLON FS17925 OR RAL-9001 | Acrolon FS17925 or RAL-9001 | THE SHERWIN
ACROLON SAFETY YELLOW | Acrolon Safety Yellow | THE SHERWIN
ACROLON WHITE | 5 gallon kits of Acrolon White | THE SHERWIN
ACTUATED BUTTERFLY VALVE | S40 8" CS,316,17‐4,RTFE/SILI" Series 40, trim 466. Bray HPBFV ANSI Class 150. Wafer Style. Max Working Pressure 285psi Body: ASTM A216 Gr WCB Carbon Steel Disc: ASTM A351 Gr CF8M Stainless Steel Stem: 17‐4PH Stainless Steel Seat: RTFE with Silicone Rubber Energizer ACTUATOR VALVCON # LADCWX‐3000‐UL3‐UP ELECTRIC ACTUATOR, NEMA 4/7/9 ENCLOSURE, 3000 IN/LBS, BATTERY BACKUP, HEATER, 2‐AUX LS, POSITIONER/TRANSMITTER, WRENCH OPERATED OVERRIDE SHAFT, AC/DC INPUT POWER, 1" FEMALE SQUARE DRIVE | MIDSTREAM VA
ACTUATED VALVES | 5 RCEQCML750FM24VDC - ROTORK CML 750 FM 24VDC Mfg: Rotork Model: CML750 Mtg Base: 1.126 x 4 rectangle, 4.38-16 mtg hole Motor Speed: 0.13 in/sec. Torque: 750 lbf thrust Nema Rating: FM Explosion Proof Actuator Voltage: 24VDC XTO Job# 21416, 21417, 21466, 21467 and Battalion Job# 21418 | VANZANDT CON
ACTUATOR | EXCM03-FS-80/6 W/GBS7000 X-PROOF ACTUATOR W/G-BOX | HATFIELD AND
ACTUATOR FOR 4" VALVE | BETTIS CBB520-SR80-CW / FAIL CLOSE ACTUATOR / SIZED @ 80 PSI -120 PSI MOP / TOPWORX DXP-L21GNEB (2 SPDT GO SWITCH, STD SHAFT) / FISHER 67CFR-239 (1/4" FILTER REGULATOR W/ GAUGE - SET @ 80 PSI) / VERSA CSG-3321-316-XXN4-D024 3W/2P NC 316XX XP 1.8W 24VDC SOLENOID VALVE/ SS FITTINGS & BREATHER VENT / 3/8" 316SS TUBING FOR COMPLETE ASSEMBLY MOUNTED TO SIDE OF ACTUATOR ON FLAT SS PLATE / MOUNTING HARDWARE INCLUDES, BRACKET, COUPLER, BOLTS TO ASSEMBLE VALVE TO ACTUATOR | MIDSTREAM VA
ACTUATOR FOR 8" VALVE | BETTIS CBA830-SR80-CW / FAIL CLOSE ACTUATOR / SIZED @ 80 PSI -115 PSI MOP / TOPWORX DXP-L21GNEB (2 SPDT GO SWITCH, NAMUR SHAFT) / FISHER 67CFR-239 (1/4" FILTER REGULATOR W/ GAUGE - SET @ 80 PSI) / VERSA CSG-3321-316-XXN4-D024 3W/2P NC 316XX XP 1.8W 24VDC SOLENOID VALVE/ SS FITTINGS & BREATHER VENT / 3/8" 316SS TUBING FOR COMPLETE ASSEMBLY MOUNTED TO SIDE OF ACTUATOR ON FLAT SS PLATE / MOUNTING HARDWARE INCLUDES, BRACKET, COUPLER, BOLTS TO ASSEMBLE VALVE TO ACTUATOR | MIDSTREAM VA
ACTUATOR MOUNTING | Mount Actuator | L6 INC
ACTUATOR ONLY | Actuator only to replace bad one on field for NuStar | HATFIELD AND
ACTUATOR W/BACK UP POWER | 2500XT-PS120-EPB200-X4 ACTUATOR W/BACK UP POWER | HATFIELD AND
ACTUATORS | Smart Step 2500 Actuator 120VAC | HATFIELD AND
ACU-102-25 | ???
ACU-HUCK | Blue Huck Towel - 10 pound box | THE PAINT
ACV4PSSV10 | ???
AD 1000-1117 | CPX Gigabit / POE+ Module | AWC, INC
AD 1101 | ???
AD 1101-1137 | CPX 4 position Chassis | AWC, INC
AD 1X-SPM | Adjustable Side of Pole Mount | AWC, INC
AD 2666-DLA-12DR-ND | DIN RAIL PLUG-IN DATA SURGE PROTECTOR | AWC, INC
AD 30000 | UPG 12V 110 AH AGM Solar Battery - (approved for transport by air,D.O.T.,I.A.,F.A.A.,&C.A.B certified. U.L. recognized under file # MH20567) | AWC, INC
AD 3362352 | Clamp Meter, Dual Backlit, 99.9 mA A, 0.2 in (5 mm) Jaw Capacity | AWC, INC
AD 34758 | ???
AD 530-07 | 7FT CAT5E MOLDED BOOT PATCH CABLE UTP 350 MHz | AWC, INC
AD 5346724 | Fluke 831 Laser Alignment Tool | AWC, INC
AD 70079H | ???
AD A21604 | 16/4C VNTC O/SHIELD E2 600V | AWC, INC
AD B220-221-X-10 | Badger Cable for B29AR - 10' Length. Medallion Priscilla Station 24193-01 | AWC, INC
AD CC5E.B.010F | Cat 5 jumper cable with RJ45 connectors both end 10ft | AWC, INC
AD CP10.241 | AD CP10.241 Power Supply, 240W, 100-240VAC 1PH, 24-28VDC, 10-8 | AWC, INC
AD CP20.241 | AD CP20.241 Power Supply, 480W, 100-240VAC 1PH, 24-28VDC, 20-1 | AWC, INC
AD CT10.241 | ???
AD D1D40 | AD D1D40 Relay; 0 to 100 VDC; Solid State; 40 A; 106 ADC | AWC, INC
AD DRA1-MPDCD3 | SOLID STATE REOLAYS-Industrial Mount DIN Mt 60 VDC/3A out 3-32 VDC input | AWC, INC
AD FXDSALCDST-1M | 3’ LC/ST Singlemode (9/125)Duplex Fiber Patch Cable | AWC, INC
AD H87A379 | Shade Aide™ HMI Screen Size 7”H x 9.5”W | AWC, INC
AD H87A379-GY1-4 | Shade Aide - SMALL - Size 7.25”H x 9.875”W, Aluminum Gray | AWC, INC
AD H87A485 | ???
AD HE359ADC120 | 4 channel Analog Inputs, Current (4-20mA), 1uA resolution, 2000vac isolation (ch-RS485 & ch-power) | AWC, INC
AD HMI-ADAPTER | AD HMI-ADAPTER Custom Cut HMI Adapter Panel Per SCS Drawing, 1/8" Thick Carbon Steel Plate | AWC, INC
AD JINKO 410W | JINKO 410 Watt Solar Panel | AWC, INC
AD MPDCD3 | Solid State Relays - PCB Mount PCB SIP SSR 60VDC 3A, 3-32VDC | AWC, INC
AD MSE4CP-GY-3F | 3’ Shielded CAT 5e Patch cable with boots – Gray | AWC, INC
AD N201-025-BK | Tripp Lite Cat6 Gigabit Snagless Molded Patch Cable (RJ45 M/M) - Black, 25-ft | AWC, INC
AD OP35 CABLE | AD OP35 CABLE | AWC, INC
AD QS20.241 | Power Supply, 480W, 100-240VAC 1PH, 24-28VDC, 20-1 | AWC, INC
AD RJ45PATCH6 | Ethernet RJ45 patch cable, Blue, 6 foot | AWC, INC
AD SPH-01P | Panel Housing | AWC, INC
AD TDC029-2 | Flat Modular Cable, RJ12 (6x6) / Tinned End, 2.0 ft | AWC, INC
AD TS-45 | TriStar 45A Solar Controller | AWC, INC
AD U042-025 | Tripp Lite 25' USB 2.0 Hi-Speed A/B Active Repeater Cable M/M 25' | AWC, INC
AD UB10.241 | ???
AD UB10.242 | PULS UPS 24VDC 10A | AWC, INC
AD24FLP-24FP SET | W43-24-24U AD24FLP-24FP Set C61 Female Pipe Flange Pad Set Oil Filter Manifold Adapters | AWC, INC
AD400 | ??? | GT SOUTHWEST
ADA4030 | 4in Cplr x 3in Adpt "DA" Alum Cam Groove
ADAPTER | 27M17 Adapter for 8 Valves | MCCARTY EQUI
ADAPTER KIT | 178223 BEIJER A7 to X2 ADAPTER PLATE KIT Javelin Energy order# 22396-02 & 22397-03 | HATFIELD AND
ADAPTER RING | Adapter Ring | VINSON PROCE
ADAPTER, UNION, U-22, | 9A-50132200406 ADAPTER, UNION, U-22, 2 IN., CL600 RAISED FACE CARBON STEEL FLANGE END CONNECTION | KARNS MACHIN
ADC300 | 3in Dust Cap "DC" Alum Cam Groove | CAMERON MEAS
ADC400 | 4in Dust Cap "DC" Alum Cam Groove | MCCARTY EQUI
ADCWX600UL2Z-UP/3B&C | VALVCON ADCWX SERIES 600 IN.LB ELECTRIC FAIL SAFE ACTUATOR W/ 4-20 MA OR 0-10VDC POSITION FEEDBACK, SLA BATTERY BACK UP, 2 AUXILIARY LIMIT SWITCHES, NEMA 4/4X/7 & 9, UNIVERSAL POWER, HOLDING BRAKE, HEATER /THERMOSTAT, HANDWHEEL OVERRIDE, VISUAL INDICATOR, MOUNTING BRACKET & COUPLER TO FIT CUSTOMER OWNED 3” CL150 FLOWTEC V-BALL | MCCARTY EQUI
ADD FLOW DATA HMI | ??? | VANZANDT CON
ADD SEAL FLUSH - KNIGHTEN | add plan 11 seal flush and tubing to existing pump for job
ADD TOL TO LACT | (blank) | KNIGHTEN MAC
ADDED MATERIAL | Material - Add 2" to Saddle Height - price per vessel | ULTIMATE WEL
ADDED MATERIALS | Material - Add 2" to Saddle Height - price per vessel | C&J EQUIPMEN
ADDER | fabrication of 12” flanged tee | C&J EQUIPMEN
ADDER API PLAN 11/52 | API Plan 11/52 Seal Flush Plan. Includes: 3 Gallon Plan 52 Seal Pot Vessel, with High Level and High Pressure Switches SS Tubing and Fittings For Flush Lines Vertical Stand For Seal Pot Mounting - Stand to be mounted on top surface of skid | STRICKLAND
ADDER LABOR AND MATERIAL | Adder Labor and Material | ZONE INDUST
ADDER PER P. GRISHAM 5/1/23 | Add Structural Calculations and requirements per XTO Air Cooler Data Sheet (PLCB-WS-MSTDS-00-0006 Rev D - DS Air Cooler.pdf) and XTO Air Cooler Quality Requirements (PLCB-WS-MPITP-00-0003 Rev B - QR Air Coooler.pdf) | STRICKLAND
ADDING SKID SIDE TERMINATION | (blank) | HUDSON
ADDITIONAL PIPING MATERIAL | Additional Piping Material from IPS for 21205-01 | VINSON PROCE
AD-HMI-VIZLG-1116 | Vizor LG HMI CoverMax Screen size (up tp 11.25"H X 15.875" W), Black | INDUSTRIAL
ADJA1034-150 | APP ADJA1034-150 3W-4P RCPT | SUMMIT
ADR2 | #2 AL/CU 1 CONDUCT LUG | ELLIOTT ELEC
ADR21 | 2/0 AL/CU 1 CONDUCT LUG | ELLIOTT ELEC
ADVANCED CIRCUIT TRACER KIT | ADVANCED CIRCUIT TRACER KIT | ELLIOTT ELEC
AE7-04131 | AE7-04131 CH STEDALL LIFTOFF TORPEDO HINGE -LEFT HAND | AUSTIN HARDW
AE7-04131 CH | Lift-Off Torpedo Hinge LH | AUSTIN HARDW
AE7-04132 CH | LIFT-OFF TORPEDO HINGE RH | AUSTIN HARDW
AE7-043131 CH | Lift-Off Torpedo Hinge LH | AUSTIN HARDW
AEROSAL THREADING OIL 16OZ | (blank) | SAUNDERS COM
AES_3AVCS14V01-A | 1.750 BB VITON/CAR/SIC | ODESSA PUMPS
AFTERCOOLER EXPEDITE | Expedite Fee 1 unit aftercooler | KIM KOOL
AG 81P RELIEF VALVE | ???
AG-350 | ???
AGC1R | 1A 250V NON INDICATING GLASS FAST ACTING FUSE | ELLIOTT ELEC
AGCO NEEDLE VALVE | 1/4" MNPT X 1/4" FNPT 6000# NEEDLE VALVE, 316SS, INTEGRAL SEAT ANDERSON GREENWOOD H7-VIS-2 | MIDSTREAM VA
AGCO PSV 1" 600# X 2" 150# | 44312F12/S1 ANDERSON GREENWOOD PILOT OPERATED SAFETY RELIEF VALVE CONNECTIONS : 1" 600# Inlet x 2" 150# Outlet MAIN VALVE : Carbon Steel Body, 316 SS Trim PILOT VALVE : 400 Series MODULATING, 316 SS MAIN VALVE SOFT GOODS : 316 SS FILLED TEFLON SEAT, VITON SEALS PILOT VALVE SOFT GOODS: Viton Seat & Seals ACCESSORIES : SS FIELD TEST CONNECTION, SS BACKFLOW PREVENTER SERVICE : LIQUID, NGL SET PRESSURE: 1480 PSIG TEMPERATURE : 70°F BACKPRESSURE: 0 PSIG WHITEWATER 20517 & 20518 | BRICE CO
AGCO PSV 3/4" M X 1" F NPT | 81PS1M68-8 ANDERSON GREENWOOD DIRECT SPRING SAFETY RELIEF VALVE CONNECTIONS : 3/4" MNPT INLET x 1" FNPT OUTLET VALVE MATL : CARBON STEEL BODY, 316 SS TRIM TRIM STYLE : LIQUID, BALANCED SEAT MATL : TEFLON / SOFT GOODS: VITON SEALS SERVICE : LIQUID, NGL SET PRESSURE : 1480 PSIG OPERATING TEMP: 70 °F BACK PRESSURE: 0 PSIG WHITEWATER 20517 & 20518 | BRICE CO
AGCO SPRING OP RELIEF VALVE | ITEM NO. 89NS 81PS1M68-8 VALVE TYPE: SPRING-OP INLET SIZE: 3/4" BODY MATERIAL: CS SA216-WCB REF QUOTE 724648-000 | BRICE CO
AH1254BKBOX | Recp. single flush mount 50A 250v 2P3W | ELLIOTT ELEC
AH5269 | CWD AH5269 CONN 15A 125V 2P3W STR BW | SUMMIT
AHPH-100-2 | AHPH-100-2 Thermal Transder stand a lone aftercooler mode AHPH-100-2 | QUINCY COMPR
AIR COMPRESSOR | Air Compressor 13 HP 30 Gal | HIGGINBOTH16
AIR CONDITIONER | Bard W12AB-A03XWXXXJ 1.0 Ton Air Conditioner 208-230 Volts, 60hz, 1-Phase Heat Strip: 3.6 KW Cert. EER: 10 1.0 Ton Capacity Ultra Efficiency R-410A Green Refrigerant Copeland scroll compressor Twin Blower Assembly Electrical Disconnect High & Low Pressure Switches are Auto Reset Compressor Control Module Time Delay Relay Full-Length Mounting Brackets Slope Top / Rain Flashing Liquid Line Filter Dryer Condensate Disposal System Aluminum Finned Copper Coils Galvanized 20 Gauge Zinc Coated Steel Cabinet Up to 5 year limited parts warranty (restrictions apply) $2,473.50 1 $2,473.50 Barometric Fresh Air Damper 1” Washable Filter - 12 x 24 x 1 - 7003-073 Beige baked on enamel finish on galvanized 20 gauge zinc coated steel Front Outlet (Standard All Models) Standard Coils (No Coating) Low Ambient Control, Alarm Relay SG-1 Supply Air Register. Extruded Aluminum register with adjustable Horizontal & Vertical blades. 17" x 5" with 1" flange RG-1 Return Air Grille. Extruded Aluminum grille w/ fixed 45º angle blades 17" x 10" w/ 1"flange. 8403-089 Thermostat Programmable or Non-Programmable. 1Heat/1Cool-A/C or H/P - Temp Setting Per Day 4, 2, 1, 0 - Programs Per Week 7, 5-2, 5-1-1 | BIG LIC CO
AIR ELIMINATOR | P8000011614 ELIMINTR - VAR-4-3-VP2 ELIMINATOR - VAR-4-3-VP2 Notes: Vertical Air Eliminator VAR-4-3-VR2 Type: VAR - Vertical Air Eliminator Flange Size: 4 - 4" Connections/Pressure Rating: ASME CLASS 150 RF/285 psig (1965 kPa) Air Release Type: VP2 - Petro-Gard Style RB Head with Viton Seals
AIR FREIGHT | Air freight expedited shipping expense | BASIN ENGINE
AIR/ OIL SEP | KV2000-055P Air/Oil Sep REPLACED 02-15831 | HI PLAINS
AIRGUARD 16-02PR | AIRGUARD 16-02PR SPOS 394053 | SUMMIT
AIRGUARD 16-02PR SPOS 394053 | Prys cbl AIRGUARD 16-02pr SPOS 394053 | SUMMIT
AJT40N | UL CLASS J FAST ACTING FUSE IND 40A | ELLIOTT ELEC
AKBV | 130 SGT BP-D VITON | CONTROL EQUI
AKFS | 130SGT PR5-D REG | CONTROL EQUI
AL ANGLE | ???
AL0752-120 | 1/2" NPT TEMPERATURE CONTROL VALVE, ALUMINUM BODY, SELF-CONTAINED THERMOSTATIC CONTROL, 120F CONTROLLING TEMPERATURE, 1/8" WEEP HOLE | DSI
AL0752W4-120 | 1/2" NPT 3-Way Thermostatic Control Valve, 120F Control Temperature, Buna Seat, 1/8" Weep Hole | FLUID POWER
AL-20L | Aluminum tape - 2" X 150" | FLUID POWER
AL893 | Viking AL893 3" 300# Pump. BOM: 4-1920-5883-516 | VIKING PUMP
ALBR100C16EJ10 | A-B 100-C16EJ10 IEC CONTACTOR CUSTOMER PROD: 100C16EJ10 | THE REYNOLDS
ALBR100C23D10 | A-B 100-C23D10 CONTACTOR 600V 23A | THE REYNOLDS
ALBR100C30D00 | A-B 100-C30D00 NON-REV CONTACTOR | THE REYNOLDS
ALBR1497HBASX0N | ALBR1497HBASX0N, A-B 1497-H-BASX-0-N, CONTROL CIRCUIT | THE REYNOLDS
ALBR1606XLB60E | ALBR1606XLB60E, A-B 1606-XLB60E PWR SPLY, 60W 100-240VAC 24VDC 2.5 | THE REYNOLDS
ALBR1606XLS240E | ALBR1606XLS240E A-B 1606-XLS240E 240 W POWER SUPPLY | THE REYNOLDS
ALBR1609B600N | A-B 1609-B600N UNITERRUPTIBLE POWER | THE REYNOLDS
ALBR1609EXBAT | A-B 1609-EXBAT EXTRNL BATTERY HOUSING | THE REYNOLDS
ALBR1609HBAT | A-B 1609-HBAT 50C BATTERY ACCESSORY | THE REYNOLDS
ALBR1756IB32 | ALBR1756IB32 A-B 1756-IB32 10-31VDC 32PT | THE REYNOLDS
ALBR1756OB32 | ALBR1756OB32 A-B 1756OB32 10-30VDC OUTPUT 32 PTS | THE REYNOLDS
ALBR1766L32BXB | Job # 22050-01 A-B 1766L32BXB 32PT ML1400 DC IO/RLY OUT ALO | THE REYNOLDS
ALBR1769AENTRK | 1769-AENTRK ADAPTER ETHERNET | THE REYNOLDS
ALBR1769ECRK | A-B 1769-ECRK COMPACTLOGIX RIGHT END C | THE REYNOLDS
ALBR1769HSC | A-B 1769HSC COUNTER/ENCO MOD | THE REYNOLDS
ALBR1769IF4K | A-B 1769-IF4K COMPACTLOGIX 4 PT A/I C | THE REYNOLDS
ALBR1769IQ16K | A-B 1769-IQ16K COMPACTLOGIX 16 PT 24VDC | THE REYNOLDS
ALBR1769L24ERQBFC1B | A-B 1769-L24ER-QBFC1B | THE REYNOLDS
ALBR1769OB16 | ABH5 1769-OB16 SRCNG MOD | THE REYNOLDS
ALBR1769PB2 | A-B 1769PB2 24VDC INPUT PWR SUPPLY | THE REYNOLDS
ALBR207502262C2R | A-B 20-750-2262C-2R PF750-24V I/O M. Marathon 23991-12 VFD Card | THE REYNOLDS
ALBR2080IF2 | ???
ALBR2080LC2020QWB | ???
ALBR2080MOTHSC | ???
ALBR2711PT7C22D9P | A-B 2711P-T7C22D9P PANELVIEW PLUS 7 CUSTOMER PROD: 2711PT7C22D9P | THE REYNOLDS
ALBR2711RT4T | ALBR2711RT4T, A-B 2711R-T4T PANELVIEW 800 4.3-INC | THE REYNOLDS
ALBR4983DC12005 | ALBR4983DC12005, A-B 4983DC12005 DIN, MOUNT FILTER | THE REYNOLDS
ALBR5069IB16 | A-B 5069-IB16 5069 CMPCT I/O 16 CHNL 24VDC | THE REYNOLDS
ALBR5069IF8 | A-B 5069-IF8 5069 CMPCT I/O 8 CHNL VOLT/CURRENT | THE REYNOLDS
ALBR5069L310ER | A-B 5069-L310ER COMPACTLOGIX 1MB EN | THE REYNOLDS
ALBR5069OB16 | A-B 5069-OB16 5069 CMPCT I/O 16 CHNL 24VDC | THE REYNOLDS
ALBR5069OF8 | A-B 5069-OF8 5069 CMPCT I/O 8 CHNL VOLT/CURRENT | THE REYNOLDS
ALBR700DRA | A-B 700DRA DIN RAIL ADAPTER | THE REYNOLDS
ALBR700HA32A1 | A-B 700HA32A1 DPDT 120VAC GP | THE REYNOLDS
ALBR700HK32Z2434 | A-B 700HK32Z2434 10A 240VAC GP RELY | THE REYNOLDS
ALBR700HK32Z244 | A-B 700-HK32Z24-4 RELAY | THE REYNOLDS
ALBR700HN100 | A-B 700-HN100 8PIN SCR TERM SOCKET | THE REYNOLDS
ALBR700HN122 | A-B 700-HN122 8BLD SCREW TERM SKT | THE REYNOLDS
ALBR700SDCP710DZ24 | A-B 700SDCP710DZ24 600V INDUS RLY | THE REYNOLDS
ALBR800HJP4KB7AAXX | A-B 800H-JP4KB7AAXX SWITCH SELECTOR | THE REYNOLDS
ALBR800HJR4 | A-B 800H-JR4 OPERATOR | THE REYNOLDS
ALBR800T1TZ | A-B 800T-1TZ 1H D/C OT PB ENCL | THE REYNOLDS
ALBR800TA2BF | A-B 800T-A2BF 30MM MOM. FLUSH HEAD P/B | THE REYNOLDS
ALBR800TCXAF | A-B 800TC-XAF 30MM CONTACT BLOCK 1- | THE REYNOLDS
ALBR800TFX6A1 | A-B 800T-FX6A1 30MM PUSH-PULL P/B | THE REYNOLDS
ALBR800TFX6BF | A-B 800T-FX6BF 30MM PUSH PULL DEVICE 800T PB | THE REYNOLDS
ALBR800TJ2 | A-B 800TJ2 OPER S-SW 3POS | THE REYNOLDS
ALBR800TJ2A | A-B 800TJ2A S-SW 3POS KNOB | THE REYNOLDS
ALBR800TJ4 | A-B 800T-J4 OPER S-SW 3POS KNOB | THE REYNOLDS
ALBR800TN26A | A-B 800T-N26A AMBER COLOR CAP | THE REYNOLDS
ALBR800TN310 | A-B 800TN310 PROTECTIVE RING | THE REYNOLDS
ALBR800TQH2R | A-B 800T-QH2R 800T 30 MM PILOT LIGH | THE REYNOLDS
ALBR800TXA | A-B 800TXA CONTACT BLOCK 1NO-1NC | THE REYNOLDS
ALBR800TXD1Y | A-B 800T-XD1Y SEALED PB CONT BLOCK | THE REYNOLDS
ALBR855DP00SC20G24Y4Y3 | A-B 855DP00SC20G24Y4Y3 S TACK TOWER CUSTOMER PROD: 855DP00SC20G24Y4Y3 | THE REYNOLDS
ALBR856TB24C | A-B 856T-B24C POWER MODULE 70 MM STACK LIGHT | THE REYNOLDS
ALBR9324MRLDT21 | ALBR9324MRLDT21 | THE REYNOLDS
ALBR9701MVWSTNMRT11 | ALBR9701MVWSTNMRT11 A-B 9701M-VWSTNMRT11 8X5 | THE REYNOLDS
ALC7BC27NNWNGN | (blank) | SUMMIT
ALCOHOL CLEANER | Job # 21109-10 Charge back to moms meals | DEALERS
ALCOHOL, 99% ISOPROPYL, 16OZ | Alcohol, 99% Isopropyl, 16oz | THE PAINT
ALCOM STRAINER COATING | Coating two 3" strainer baskets Javelin 22795-01 | ALCOM
ALIGN MOTORS | Labor, Mileage and Parts to Align Motors | KNIGHTEN MAC
ALIGNMENT | Inv# 1007726, Include Service and Mileage | ZONE INDUST
ALIV-ST-XP-ARM2-A22000-1 1 | ALIV-ST-XP-ARM2-A22000-1 • Explosion proof housing • Two arm operation • 2 RTD input modules • 2 4-20mA input modules • No 4-20mA output modules • No 1-5VDC input modules • No 1-5VDC output modules • 1 1 A4I Board | FRANKLEN EQU
ALIV-ST-XP-ARM2-A22000-1 2 | ALIV-ST-XP-ARM2-A22000-1 • Explosion proof housing • Two arm operation • 2 RTD input modules • 2 4-20mA input modules • No 4-20mA output modules • No 1-5VDC input modules • No 1-5VDC output modules • 1 1 A4I Board | FRANKLEN EQU
ALL MATERIAL Q#202202302 | All Material per Quote #202202302 | TEINERT META
ALL WHITE KNIT | All White Knit, Flat Box, #10 | THE PAINT
ALLEN BRADLEY 1769ECR RT END CAP/TERMINATOR | PART #ALBR1769ECRA-B 1769ECR RT END CAP/TERMINATORhttps://www.reynoldsonline.com/Product/allen-bradley-1769-ecr?equote=trueQUOTE #22244124-00 | THE REYNOLDS
ALLEN BRADLEY 1769IF8 8 CHANNEL ANLG IPT MOD | PART #ALBR1768IF8A-B 1769IF8 8CHANNEL ANLG IPT MODhttps://www.reynoldsonline.com/Product/allen-bradley-1769-if8?equote=trueInterchange Prod: 1769IF8QUOTE #22244124-00 | THE REYNOLDS
ALLEN BRADLEY 1769-IQ16 COMPACTLGX 16 PT 24VDC D/ | PART #ALBR1769IQ16A-B 1769-IQ16 COMPACTLGX 16PT 24VDC D/https://www.reynoldsonline.com/Product/allen-bradley-1769-iq16?equote=trueQUOTE #22244124-00 | THE REYNOLDS
ALLEN BRADLEY 1769-OB16 SRCNG MOD | PART #ALBR1769OB16A-B 1769-OB16 SRCNG MODhttps://www.reynoldsonline.com/Product/allen-bradley-1769-ob16?equote=trueQUOTE #22244124-00 | THE REYNOLDS
ALLEN BRADLEY 1769OF4CI 4CHNL ISOL ANLG OTPT | PART #ALBR1769OF4CIA-B 1769OF4CI 4CHNL ISOL ANLG OTPThttps://www.reynoldsonline.com/Product/allen-bradley-1769-of4ci?equote=trueInterchange Prod: 1769OF4CIQUOTE #22244124-00 | THE REYNOLDS
ALLEN BRADLEY 1769PB2 24VDC INPUT PWR SUPPLY | PART #ALBR1769PB2A-B 1769PB2 24VDC INPUT PWR SUPPLYhttps://www.reynoldsonline.com/Product/allen-bradley-1769-pb2?equote=trueInterchange Prod: 1769PB2QUOTE #22244124-00 | THE REYNOLDS
ALLEN BRADLEY A-B 1769-L33ER COMPACTLOGIX | PART #ALBR1769L33ERA-B 1769-L33ER COMPACTLOGIX 2 MB MEM CThttps://www.reynoldsonline.com/Product/allen-bradley-1769-l33er?equote=trueInterchange Prod: 1769L33ERCROSS FROM 1769-L35EQUOTE #22244124-00 | THE REYNOLDS
ALP1K6 | (1)-350 TO (6)-2/0 POWER DIST BLOCK | ELLIOTT ELEC
ALP2K6 | (2)-350 TO (6)-2/0 POWER DIST BLOCK | ELLIOTT ELEC
ALR1K6 | (1)-500 TO (6)-2/0 POWER DISCT BLOCK
ALS500-M2 EX-PROOF SWITCH | ALS500-M2 EX-PROOF SWITCH W/INDICATOR Quote 120168 | HATFIELD AND
ALUM ANGLE | ???
ALUM COND | ALUM COND XHHW-2 600V XHHW-2-AL-1/0-STR-BLK-CUT REEL | GRAYBAR
ALUM COUPLING | AD400 4" PART D ALUM COUPLING CPLR X FPT CPLR X FPT
ALUM COVER | Alum cover | ELLIOTT ELEC
ALUMINUM ANGLE | 2.0" X 2.0" X 20.0' ALUMINUM PERFORATED ANGLE | SPECIALTY EQ
ALUMINUM SUMP | ???
ALUMINUM TERMINAL | Job # 21109-10 Charge back to moms meals | DEALERS
ALUMPACK-ACOC 16X18-4-TCV | ALUMPACK-ACOC 16x18-4-TCV (30HP Option) | KIM KOOL
ALW XHHW700STRBRN-CUT | ALW XHHW700STRBRN-CUT | REXEL
ALW XHHW700STRGRY-CUT | ALW XHHW700STRGRY-CUT | REXEL
ALW XHHW700STRORN-CUT | ALW XHHW700STRORN-CUT | REXEL
ALW XHHW700STRYEL-CUT | ALW XHHW700STRYEL-CUT | REXEL
AMFI CG50K | 1/2 HUB .125-.650 CORD RANGE CORD GRIP KIT CABLE RANGE .125-.650 STEEL USA | CED/CAIN ELE
AMFI CG75K | 3/4 HUB .125-.880 CORD RANGE CORD GRIP KIT CABLE RANGE .125-.880 STEEL USA | CED/CAIN ELE
AMP | ???
AMPHENOL | AMPHENOL MS3101A14S-2S Pioneer order# 21615 | ANIXTER POWE
AN19BN0A5E020 | C440 4-20A SZ 0 FVNR STR 120VAC STD | ELLIOTT ELEC
ANALOG MODULES | FCMII, 4DCIN/4ACOUT - ANALOG Module | TOPTECH SYST
ANALOG OUTPUT CARD | ALBR1762IF2OF2 ABPC 1762-IF20F2 G COMBO | THE REYNOLDS
ANB0420050CBSS | 1/4"-20X1/2" SS CARRIAGE BOLTS | SPECIALTY EQ
ANB0420100HSSS | 1/4"-20 X 1.0" STAINLESS STEEL HEX HEAD BOLT | SPECIALTY EQ
ANCHOR | Anchor Kit | ELLIOTT ELEC
ANCHOR FABRICATION | (blank) | ULTIMATE WEL
ANDERSON GREENWOO | RELIEF VALVE TYPE: BALANCED SPINDLE, DSO, PLASTIC SEAT INLET/OUTLET: 1/2" X 1" BODY MATERIAL: CS SA216-WCB SET PRESSURE: 260 PSIG FLUIDSTATE: LIQUID TAG(S): PSV-(5) PSV-1901D, PSV-1911D, PSV-1921D, AND PSV-1931D | VINSON PROCE
ANDERSON GREENWOO 81PS1F48-4 TB | RELIEF VALVE TYPE: BALANCED SPINDLE, DSO, PLASTIC SEAT INLET/OUTLET: 1/2" X 1" BODY MATERIAL: CS SA216-WCB SET PRESSURE: 260 PSIG FLUIDSTATE: LIQUID TAG(S): PSV-(4) PSV-1901E, PSV-1911E, PSV-1921E, AND PSV-1931E | VINSON PROCE
ANDERSON GREENWOOD 81S1F48-6 TT | ANDERSON GREENWOOD 81S1F48-6 TT RELIEF VALVE TYPE: CONVENTIONAL, DSO, PLASTIC SEAT INLET/OUTLET: 1/2" X 1" BODY MATERIAL: CS SA216-WCB SET PRESSURE: 180 PSIG FLUIDSTATE: GAS / VAPOR TAG(S): PSV-(8) (81S1F48-6) PSV-1902B, PSV-1912B, PSV-1922B, PSV-1932B, PSV-1902C, PSV-1912C, PSV-1922C, PSV-1932C | VINSON PROCE
ANDERSON GREENWOOD 81S1F68-8 TT | ANDERSON GREENWOOD 81S1F68-8 TT RELIEF VALVE TYPE: CONVENTIONAL, DSO, PLASTIC SEAT INLET/OUTLET: 3/4" X 1" BODY MATERIAL: CS SA216-WCB SET PRESSURE: 110 PSIG FLUIDSTATE: GAS / VAPOR TAG(S): PSV-(7) (81S1F68-8) PSV-1902A, PSV-1912A, PSV-1922A, AND PSV-1932A | VINSON PROCE
ANGLE | (16) 20' joints, 320' total, of 2 X 2 X 1/4 angle iron *RED* on Quote #716202101 | TEINERT META
ANGLE & CHANNEL | ???
ANGLE & CHANNEL BAR | ???
ANGLE IRON | 60' OF 2 X 2 X 1/4 HOT ROLLED ANGLE *RED* | TEINERT META
ANNUAL SUBSCRIPTION FEE | This fee is for the license, maintenance and support for: (3) PROVEit Laptop Licenses w/ PIU Communication Drivers. This has been pro-rated to co-term with the existing renewal. | QUORUM BUSIN
ANNUBAR FLOW METER | Annubar Flow Meter 3051SFA1G120ZCHLS2A100T32DA1A5E5M5 | ROSEMOUNT, I
ANSI 3 X 4-13 BARE SHAFT PUMP | ANSI 3 x 4-13 Bare Shaft Pump Less Impeller and Casing | STEALTH PUMP
ANSI 3X4-8G BARE SHAFT PUMP | ANSI 3X4-8G MTX WCB BARE SHAFT PUMP WITH 7.50" IMPELLER TRIM & CARTRIDGE SEAL BIG BORE 1.750 | STEALTH PUMP
ANSI 4X6-13 MTX DUPLEX PUMP | ANSI 4X6-13 MTX DUPLEX CARBON STEEL "WCB" PUMP WITH 11.6875" IMPELLER TRIM, ANSI+ AFLAS CARTRIDGE SEAL, TB WOODS COUPLINGS SET, WEG 40HP 1800RPM C1D2 460V TEFC ELECTRIC MOTOR, AND SKID MOUNTED WITH OSHA APPROVED COUPLING GUARD. | STEALTH PUMP
ANSI PUMP/MOTOR | ???
API REFERRAL SOFTWARE | LICKEY5700PS:LICENSE KEY, 5700 ENHANCED MEASUREMENT - API REFERRAL SOFTWARE UID: AC640FE Model: 5700R12AB2AZZZ S/N: 12212103 Sensor S/N: 21224123 | MICRO MOTION
API WET FILM GAUGE | API Wet Film Gauge | THE SHERWIN
API_PLAN 11/52 | API Plan 11/52 Seal Flush Plan. Includes: 3 Gallon Plan 52 Seal Pot Vessel, with High Level and High Pressure Switches SS Tubing and Fittings For Flush Lines Vertical Stand For Seal Pot Mounting - Stand to be mounted on top surface of skid | ZONE INDUST
APP ADR1034 | 3W-4P RCPT 100A RECPT 4PS2 SCR/SPRG CVRS | CED/CAIN ELE
APP AJA610 | ALUM MTG UNILET 60A/100A 2 UNILET | CED/CAIN ELE
APP AMLGL8CG6BU | APP AMLGL8CG6BU 158W FLD-LT FX AMLG 19KL CW CG 7X7 BU | CED/CAIN ELE
APP GPB4GAL | APP GPB4GAL | CED/CAIN ELE
APP PB700D 2-1/2 | Job # 21109-10 Charge back to moms meals | DEALERS
APP RB150100 | 1-1/2X1 RED BUSH (RE53) | CED/CAIN ELE
APP RB200150 | 2X1-1/2 RED BUSH (RE65) | CED/CAIN ELE
APP X-37 COND BODY | Job # 21109-10 Charge back to moms meals | DEALERS
APP1803 | APP 1803 1IN 1H STEEL CD STRAP | DEALERS
APP1901 | APP1901 APP 1901 1/2 1H STEEL EMT STRP | DEALERS
APP1902 | APP1902 APP 1902 3/4 1H STEEL EMT STRP | DEALERS
APP1903 | APP1903 APP 1903 1IN 1H STEEL EMT STRP | DEALERS
APP4SEK | APP 4SEK 4X1-1/2D BOX | DEALERS
APP8362 | APP8362 APP 8362 4IN SQ RCPT CVR | DEALERS
APP8371N | APP8371N 8371N 4-IN SQ DPLX RCPT CVR | DEALERS
APP8373N | APP8373N APP 8373N RAISED BOX COVER | DEALERS
APP8465 | APP 8465 4-IN SQ BLANK COVER | DEALERS
APP8487 | APP8487 APP 8487 4-11/16 SQ BLANK CVR | DEALERS
APPAC90 | APP AC90 3/8 D/C 90D FLEX CONN | DEALERS
APPAC99 | APP AC99 2 D/C 90D FLEX CONN | DEALERS
APPAPP2701G | APP APP270IG FM7 COVER&FIP GSK | DEALERS
APPBH500 | APP BH-500 1/4-20 BEAM CLAMP | DEALERS
APPC27 | APP C27 3/4-IN COND BODY | DEALERS
APPGBL600 | APP GBL600 2IN INS GRD BUSHING | DEALERS
APPL200 | APP L200 3/4 CONDUIT LOCKNUT | DEALERS
APPL300 | APP L300 1IN CONDUIT LOCKNUT | DEALERS
APPL400 | APP L400 1-1/4 CONDUIT LOCKNUT | DEALERS
APPPB200D | APP PB200D 3/4 PLASTC INS BSH | DEALERS
APPPB300D | NER PB-300-D 1IN 105D PLSTC IH | DEALERS
APPPB600D | APP PB600D 2IN PLASTC INS BUSH | DEALERS
APPPB800D | APPPB800D APP PB800D 3IN 105D PLS INS B | DEALERS
APPRB7550 | APP RB75-50 3/4-1/2 REDUC BUSH | DEALERS
APPSC38 | APP SC38 3/8 DC SQZ FLX CONN | DEALERS
AQUA GEL 5 GALLON BUCKET | Job # 21109-10 | ELLIOTT ELEC
ARLON GREENLINE TAPE 1X30 | Arlon Greenline Tape 1X30 | CED/CAIN ELE
ARMSTRONG AIR ELIMINATOR | 1" 2413-HLAR ARMSTRONG HIGH LEVERAGE AIR VENT 1" NPT, FORGED STEEL BODY, SS INTERNALS | HATFIELD AND
ARMSTRONG FLOAT | ???
ARO93110 | Muffler | AGI INDUSTR
ARO95980 | Alum Valve Block 1/2 Inch Pump | AGI INDUSTR
AROPD05A-ASS-SAA-B | DIAPHRAGM PUMP, ALUMINUM CENTER SECTION, 1/2" FLUID CONNECTION, SS FLUID CAPS, SS MANIFOLD/HARDWARE, SS SEAT, SANTOPRENE BALL/DIAPHRAGM, AIR OPERATED | AGI INDUSTR
AROPD05R-ASS-PAA-B | DIAPHRAGM PUMP, POLYPROPYLENE CENTER SECTION, 1/2" FLUID CONNECTION, SS FLUID CAPS, SS MANIFOLD/HARDWARE, POLYPROPYLENE SEAT, SANTOPRENE BALL/DIAPHRAGM, AIR OPERATED | AGI INDUSTR
AS050 | 1/2" OT HOLE SEAL | ELLIOTT ELEC
AS075 | Hoffman oil-tight hole seal 3/4" | ELLIOTT ELEC
AS100 | 1" OT HOLE SEAL | ELLIOTT ELEC
AS125 | Hoffman oil tight hole seal 1-1/4" | ELLIOTT ELEC
AS150 | 1-1/2" OT HOLE SEAL | ELLIOTT ELEC
AS200 | 2" oil tight Hoffman knockout seal | ELLIOTT ELEC
AS300 | Hoff AS300 Knockout seal for 3", Hole Seal. | SUMMIT
ASCO #EE8314R068 | ASCO #EE8314R068 | VANZANDT CON
ASCO 2-WAY SOLENOIDS | ???
ASCO EE8223P010 | ASCO EE8223P010 24VDC Solenoid Valve | VANZANDT CON
ASCO EE8223P010 24VDC | ASCO EE8223P010 24VDC | VANZANDT CON
ASCO SOLENOID | ASCO EF8327G041 24V - ASCO EF8327G041 24V ASCO Solenoid Voltage: 24VDC P/N: EF8327G041 | VANZANDT CON
ASCO SOLENOID VALVE | ASCO Solenoid Valve, 2-Way, Normally Closed, 3/8" NPT, Brass Body, NBR Seals, Explosion Proof, 24VDC Model: EF8263H115 24VDC | DAVIS & DAVI
ASCO SOLENOID VALVE, 2-WAY | ASCO Solenoid Valve, 2-Way, Normally Closed, 3/8" NPT, Brass Body, NBR Seals, Explosion Proof, 24VDC Model: EF8263H115 24VDC | DAVIS & DAVI
ASCO SOLENOID W/1/2" VALVE | ???
ASCO SOLENOID W/3/4" VALVE | ???
ASD320N | IDEC ASD320N Selector Switch, 3-position, maintained, knob, 2-NO contacts | SUMMIT
ASHCROFT | Ashcroft Process Pressure Gauges (0-300) PSI | SPECIALTY EQ
ASHCROFT 0-2000# | ½” NPT Ashcroft Model 45-1279-SSL-04L pressure gauge with a 4-1/2” face and a 0-2,000 PSIG pressure range | BRICE CO
ASHCROFT 0-300 PSI GAUGE | ???
ASHCROFT 3" DIAL | ASHCROFT 3" DIAL, LIQ FILLED 30EL60E 040 0/200°F | BRICE CO
ASHCROFT GAUGES | 45 1279SSL 04L XSG 14KG/CM2 Saferack Job# 21506 & 21507 | BRICE CO
ASHCROFT GAUGES 0-300 | Guages | JM TEST SYST
ASHCROFT PI | ???
ASHCROFT PRESSURE GAUGES | 4-1/2" 0-1500 PSI LIQUID FILLED TYPE 1279 ASHCROFT GAUGE WITH 316SS TUBE & SOCKET AND 1/2" LOWER CONNECTION | INSTRUMENT M
ASHRCROFT | Ashcroft Process Pressure Gauges (0-30) PSI | SPECIALTY EQ
ASI 16001 | ASI 16001 | SUMMIT
ASK1H4 | (1)-2/0 TO (4)-#4 POWER DIST BLOCK | ELLIOTT ELEC
ASME CODE/NB SUCTION SCRUBBER | ASME CODE VESSEL 20" DIA x 55" SEAM TO SEAM, 6" INLET, 6" DISCHARGE 20" FLANGE AND BLIND ADDER WITH INTERNAL COATING AND STAINLESS STEEL MIST PAD MATERIALS | CEBALLOS FAB
ASSEMBLY & TEST | (blank) | VANZANDT CON
ASSEMBLY, DRIVE, CD-20, | 9A-50132307666 ASSEMBLY, DRIVE, CD-20, 24 VOLT DC | CAMERON MEAS
ASSEMBLY,TA-1000+ | 50275440 ASSEMBLY,TA-1000+,EXPLOSION PROOF,1 CHANNEL,2 AI/AO,METER FACTOR,NET PULSE,MODBUS | CAMERON MEAS
ASSY,PROBE,TEMP | ASSY,PROBE,TEMP,4.5IN,1/8"DIA,4WR,9'CBL | INSTRUMENT M
ASSY,PROBE,TEMP,4.5IN,1/8" | ASSY,PROBE,TEMP,4.5IN,1/8"DIA,4WR,9'CBL | INSTRUMENT M
ATDR10 | MFZ ATDR10 600V CC TD FUSE 600V 10A CC TD FUSE | SUMMIT
ATEMN0C | TEMPERATURE SWITCH | ELLIOTT ELEC
ATMR1 | MFZ ATMR1 600V SPCL PURP FUSE 600V 1A CC FUSE | SUMMIT
ATMR10 | MFZ ATMR10 600V SPCL PURP FUSE 600V 10A CC FUSE | SUMMIT
ATMR2 | MFZ ATMR2 600V SPCL PURP FUSE 600V 2A CC FUSE | SUMMIT
ATQ2 | mersen midget 2 amp 600v fuses | ELLIOTT ELEC
ATQ5 | mersen midget5 amp fuse | ELLIOTT ELEC
ATQR1 | MFZ ATQR1 600V CC TD FUSE 600V 1A CC TD FUSE | SUMMIT
ATQR10 | Fuse ATQR - Class CC - Time-Delay 600VAC 300VDC 10A | ELLIOTT ELEC
ATQR2 | MFZ ATQR2 600V CC TD FUSE 600V 2A CC TD FUSE | SUMMIT
ATQR3 | MFZ ATQR3 600V CC RD FUSE 600V 3A CC TD FUSE | SUMMIT
ATV630D37N4 50HP VFD CHASSIS | (blank) | DK CONTROLS
ATV630D37N4 NO ENCLOSURE | Loose ATV630D37N4 no enclosure Frontier Job# 22676 | DK CONTROLS
ATV630D90N4 125HP VFD | (blank) | DK CONTROLS
AURORA 2X3-13 | ???
AUTO REPAIR | Repair broken shift cable | KNOWLTON AUT
AUTOMATION TECH | Automation Tech | GLOBALOGIX
AUTOMATION TECH BAYS WATER | 07/12/22 - Enrique Morillo - Bays Water - Matt: Identified wires, Config mag meter 4-20ma Analog output to send volume flow rate scaled 0-2000 like Active signal, reassign data register of the Flow function block, fixed logic in the PLC to open the solenoid between the 1-2 BBL | GLOBALOGIX
AUTOMATION TECH ENTERPRISE | Automation Tech | GLOBALOGIX
AUTOMATION TECH I | ???
AUTOMATION TECH PROGRAMMER | ???
AUTROL FLAT BRACKER (BF) | 2" Autrol Flat Mounting Bracket for Autrol Transmitters | SLATER CONTR
AUTROL FLAT BRACKET (BF) | 2" Autrol Flat Mounting Bracket for Autrol Transmitters | SLATER CONTR
AW2016P | ENCL 17X13 PNTD BK PNL FOR 20X16 ENCL | ELLIOTT ELEC
AW2020P | ???
AWC - 52PL4E2XB | Siemens Red Pilot Light. Pioneer 21802-01 | AWC, INC
AWC - 5SJ4118-7HG40 | Siemens 15A Circuit Breaker. Pioneer 21802-01 | AWC, INC
AWC 12V BATTERY | 8 AH, 12 Volt Battery. Stakeholder 22519-01 & 22520-01 | AWC, INC
AWC 8-PORT SWITCH | NTRON 108TX, 8-port switch Pioneer 21802-01 | AWC, INC
AWC AD H87A485 | "SHADE AIDE™ Large HMI Screen Size (upto 11.25” H X 15.875” W), Black *Mfr pn: H87A485 MPLX 20470-01, 20470-02 & 20471-01 | AWC, INC
AWC AD H87A485 MBW | "SHADE AIDE™ Large HMI Screen Size (upto 11.25” H X 15.875” W), Black *Mfr pn: H87A485 Marathon Boll Weevil 21896-01 | AWC, INC
AWC JB0606004HC | JB060604HC JB 6" X 6" X 4" w/ Hinged Cover Carb Steel Enclosure Marathon Titus CTB 18 21857-01 | AWC, INC
AWC JB0606004HC MBW | JB060604HC JB 6" X 6" X 4" w/ Hinged Cover Carb Steel Enclosure Marathon Boll Weevil 21896-01 | AWC, INC
AWC JB060604HC | JB060604HC JB 6X6X4 HINGE COVER CARBON STEEL Marathon 21540 & 21541 | AWC, INC
AWC MASTER CONTROLLER SX | RL CSMSTRSX MASTER CONTROLLER SX Marathon Titus CTB 18 21857-01 | AWC, INC
AWC MASTER CONTROLLER SX MBW | RL CSMSTRSX MASTER CONTROLLER SX Marathon Boll Weevil 21896-01 | AWC, INC
AWC PX 1156404 | SINGLE UPS 76AH *Mfr: PHOENIX CONTACT *Mfr pn: 1156404 MPLX 20470-01, 20470-02 & 20471-01 | AWC, INC
AWC PX 1156404 MBW | SINGLE UPS 76AH *Mfr: PHOENIX CONTACT *Mfr pn: 1156404 Marathon Boll Weevil 21896-01 | AWC, INC
AWC PX 2966171 | "PLC-RSC-24DC/21 PLC relay, consisting of base terminal block PLC-BSC.../21 with screw connection and pluggable miniature relay with power contact, for assembly on DIN rail NS 35/7.5, 1 PDT, input voltage 24 V DC *Mfr: PHOENIX CONTACT *Mfr pn: 2966171 MPLX 20470-01, 20470-02 & 20471-01 | AWC, INC
AWC PX 2966171 MBW | "PLC-RSC-24DC/21 PLC relay, consisting of base terminal block PLC-BSC.../21 with screw connection and pluggable miniature relay with power contact, for assembly on DIN rail NS 35/7.5, 1 PDT, input voltage 24 V DC *Mfr: PHOENIX CONTACT *Mfr pn: 2966171 Marathon Boll Weevil 21896-01 | AWC, INC
AWC PX 3214321 | LED Indicated Fuse-Modular Terminal Blocks w/ ground, UT 4-PE/L/HESILED Marathon 21282-01 | AWC, INC
AWC PX 3214366 | UT 4-L/HESILED 24 (5X20) Fuse modular terminal block. Mfr: PHOENIX CONTACT *Mfr pn: 3214366 Marathon Titus CTB 18 21857-01 | AWC, INC
AWC PX 3214366 MBW | UT 4-L/HESILED 24 (5X20) Fuse modular terminal block. Mfr: PHOENIX CONTACT *Mfr pn: 3214366 Marathon Boll Weevil 21896-01 | AWC, INC
AWC RL 6HBWDOG1 | External heartbeat watchdog module for power contr *Mfr: RED LION *Mfr pn: 6HBWDOG1 MPLX 20470-01, 20470-02 & 20471-01 | AWC, INC
AWC RL 6HBWDOG1 MBW | External heartbeat watchdog module for power contr *Mfr: RED LION *Mfr pn: 6HBWDOG1 Marathon Boll Weevil 21896-01 | AWC, INC
AWC RL CSMSTRSX | RL CSMSTRSX MASTER CONTROLLER SX Marathon 21540 & 21541 | AWC, INC
AWC RL G10S0000 | "10"",OUTDOOR,24V *Mfr: RED LION *Mfr pn: G10S0000 MPLX 20470-01, 20470-02 & 20471-01 | AWC, INC
AWC RT 4127010 | DOOR SWITCH UL W/OUT CONNECTION CABLE, W/FIXING KI *Mfr: RITTAL CORPORATION *Mfr pn: 4127010 *UPC: 639889856622 MPLX 20470-01, 20470-02 & 20471-01 | AWC, INC
AWC RT 4127010 MBW | DOOR SWITCH UL W/OUT CONNECTION CABLE, W/FIXING KI *Mfr: RITTAL CORPORATION *Mfr pn: 4127010 *UPC: 639889856622 Marathon Boll Weevil 21896-01 | AWC, INC
AWC RT WM603612NC | WM603612NC WM 60X36X12 CARBON STEEL 7035 *Mfr: RITTAL CORPORATION *Mfr pn: 8017591 *UPC: 639889831681 MPLX 20470-01, 20470-02 & 20471-01 | AWC, INC
AWC RT WM603612NC MBW | WM603612NC WM 60X36X12 CARBON STEEL 7035 *Mfr: RITTAL CORPORATION *Mfr pn: 8017591 *UPC: 639889831681 Marathon Boll Weevil 21896-01 | AWC, INC
AWC-PX-0829438 | US-EMP (44X7) Snap-in markers, Card, white, unlabeled, can be labeled with: BLUEMARK ID COLOR, BLUEMARK ID, THERMOMARK PRIME, THERMOMARK CARD 2.0, THERMOMARK CARD, mounting type: snapped into marker carrier. 40 LABELS PER SHEET Pioneer Job# 21802-01 | AWC, INC
AWC-PX-1004348 | PX 1004348 KLM-A Terminal strip markers for strip marking adjustable height for use with end clamps E/UK E/NS 35 N or CLIPFIX 35 lettering field size: 44 x 7 mm Pioneer Job# 21802-01 | AWC, INC
AWC-PX-2903361 | RIF-0-RPT-24DC/ 1 Pre-assembled relay module with push-in connection consisting of: relay base with ejector and power contact relay. Contact type: 1 N/O contact. Input voltage: 24 V DC Pioneer Job# 21802-01 | AWC, INC
AWC-SC 52PL4E2XB | 30mm Command/52, Chrome Finish Heavy Duty,Watertight/Oiltight Complete Metal Unit Illuminated Indicator Light Full Voltage type, 120V AC/DC LED Lamp, BA9s Plastic Lens, Red UL Listed, CSA Certified NEMA 1,3,3R,4,4X,12,13 ( & ) Automotive Standards Pioneer 21802-01 | AWC, INC
AWC-SC 5SJ41187HG40 | MCB UL489 1-P 15A C-TRIP SAME POLARITY MINIATURE CIRCUIT-BREAKER 240 V 15 KA, 1-POLE, C, 15 A, D=70 MM TO UL 489, SAME POLARITY Pioneer 21802-01 | AWC, INC
AWS WELDING PROCEDURE | (blank) | HAMILTON ENG
AXLES | (blank) | WILD WEST TR
B&B 4240 JACKS | B&B Jack4240 Stubby Jack V head 15x13x16 Pallet of 40 B&B 4240 Super Stubby Fixed leg pipe Jacks, dropshipped | SAUNDERS COM
B&W WIRE | MC cable has (2) 12 AWG copper conductors. Cable has aluminum armor and is packaged in a 250 ft. Coil. Cable is black/white. | ELLIOTT ELEC
B.5X36-.753SOL | B.5X36-.753SOL .50" X 36-.75 3M SOL A105 | SUMMIT
B.5X8-33TOL | B.5X8-33TOL .5" X 8-3 3M TOL A105 | INDUSTRIAL
B.75X12-63TOL | B.75X12-63TOL .75" X 12-6 3M TOL A105 | INDUSTRIAL
B.75X2.5-23TOL | B.75X2.5-23TOL .75" X 2.5-2 3M TOL A105 | INDUSTRIAL
B.75X36-1.53SOLL2 | .75" X 36-1.5 3M SOL A350 LF2 | INDUSTRIAL
B.75X5-33TOL | B.75X5-33TOL .75" X 5-3 3M TOL A105 | INDUSTRIAL
B104ZN | BLTD 3-1/2"X4-1/8" 4H, 90D, ZN PLT CORNER ANGLE | INDUSTRIAL
B11 | B-CAP WIRE CONNECTOR, MODEL B1 YELLOW, 100/BOX | VETERAN
B110-875 | METER, 1100; 7/8 ; 3.0-30.0 GPM | GRAYBAR
B110-875 METER | B110-875 METER, 1100; 7/8 ; 3.0-30.0 GPM | ELLIOTT ELEC
B110-875 METER | B110-875 METER, 1100; 7/8 ; 3.0-30.0 GPM | ELLIOTT ELEC
B114RUPC | 1G N MBLUE WORKBOX&EARS 14CUIN | VANZANDT CON
B115 | SEIMENS 1P 15AMP BOLT ON | VANZANDT CON
B-12 CHEM CARB CLEAN | (blank) | VANZANDT CON
B133ZN | B-Line Strut bracket 'T' 4-hole | ELLIOTT ELEC
B140ZN | L Bracket | ELLIOTT ELEC
B143ZN | B-Line 4-hole Flat 90 corner plate for Strut | ELLIOTT ELEC
B15-1E2B-BOB | MAGNETROL LEVEL SWITCH | ELLIOTT ELEC
B1B | 500ct yellow wire nuts | ELLIOTT ELEC
B2009PAZN | BLTD 3/4" PA ZINC PLATE RIGID PIPE CLAMP | HATFIELD AND
B2010PA ZN | B2010PA ZN | ELLIOTT ELEC
B2010PAZN | BLTD 1" PA ZINC PLATE RIGID PIPE CLAMP | ELLIOTT ELEC
B2012PAZN | BLTD 1-1/2" ZINC PLATE PA RIGID PIPE CLAMP | SUMMIT
B2013PAZN | BLTD 2" ZINC PLATE PA RIGID PIPE CLAMP | ELLIOTT ELEC
B2014PA ZN | B2014PA ZN | ELLIOTT ELEC
B2014PAZN | B-Line B2014PA ZN 2-1/2" Pipe and conduit clamp | ELLIOTT ELEC
B2017PAZN | BLTF 4" ZINC PLATE PA RIGID PIPE CLAMP | SUMMIT
B21 | B-CAP WIRE CONNECTOR, MODEL B2 RED, 100/BOX | ELLIOTT ELEC
B220-221-10 CABLE ASSY | B220-221-10 CABLE ASSY; 2-PIN STR CON; FEMALE PLUG; 10 FT | ELLIOTT ELEC
B220-221-X-10 | CABLE ASSY; 2-PIN STR CON; STRIPPED ENDS; 10 FT | ELLIOTT ELEC
B220-221-X-10 CABLE ASSY | B220-221-X-10 CABLE ASSY; 2-PIN STR CON; STRIPPED ENDS; 10FT | SUMMIT
B2211PAZN | BLTF 1-1/4" ZN PLT PA UNV PIPE CLAMP | SUMMIT
B22-120 GLV | SOLID UNISTRUT | VANZANDT CON
B22120GLV | BLTD 1-5/8X1-5/8X120 12GA PGLV SLD CHNL | VANZANDT CON
B22-120-GLV | SOLID UNISTRUT | VANZANDT CON
B22SH-120 GLV | STRUT B22PG-10FT SOLID STRUT 1 5/8 X1 5/8 | ELLIOTT ELEC
B22SH120GLV | BLTD 1-5/8X1-5/8X120 12GA GALV SLTD CHNL, 2" CNTR | ELLIOTT ELEC
B22SHA120GLV | B22SHA120GLV BLTD 1-5/8X3-1/4X120 12GA GLV BK2BK SLTD, 2" CNTR | SUMMIT
B22SHPGIO | BLI BLTD 1-5/8x1-5/8x120 12GA GLV | ELLIOTT ELEC
B280-676 MOUNTING BRACKET | B280-676 MOUNTING BRACKET KIT FOR 2" PIPE | ELLIOTT ELEC
B280SQZ | BLTD 6X6,3-1/2 SQ SPRT ZN PLT POST BASE | ELLIOTT ELEC
B280SQZN | BLTD 6X6, 3-1/2 SQ SPRT ZN PLT POST BASE | VANZANDT CON
B29AR-CS | MONITOR; B2900, REMOTE MOUNT | ELLIOTT ELEC
B29AR-CS MONITOR | B29AR-CS MONITOR; B2900, REMOTE MOUNT | ELLIOTT ELEC
B29AR-CS MONITOR | B29AR-CS MONITOR; B2900,Remote Mount | VANZANDT CON
B2B | 500ct red wire nuts | VANZANDT CON
B300BTZ13JKF | MCR B300BTZ13JKF 300VA PRI: 220x440, 230x460, 240x480 SEC: 110/115/120 CNTR XFMR | VANZANDT CON
B41 | B-cap Wire Connector, Model B4 Blue/Gray, 25/box | ELLIOTT ELEC
B44122AZN | BLTD 5" ZINC PLATE BEAM CLAMP | SUMMIT
B54SH-120 GLV | STRUT B54SH-120 PG 14 GAGE SLOTTED 1-5/8 X 13/16 STRUT | ELLIOTT ELEC
B54SH120GLV | BLTD 13/16X1-5/8X120 GALV SHRT SLT CHNL | ELLIOTT ELEC
B65V00010-14 | Quick-Thane Urethane Accelerator - N/A | SUMMIT
B7062X035 | B7 STUD 5/8IN X 3-1/2IN W/2H NUTS A193-B7 W/2 A194 2H NUTS | ELLIOTT ELEC
B7062X037 | B7 STUD 5/8IN X 3-3/4IN W/2H NUTS A193-B7 W/2 A194 2H NUTS | THE SHERWIN
B7062X040 | B7 STUD 5/8IN X 4IN W/2H NUTS A193-B7 W/2 A194 2H NUTS | MCCARTY EQUI
B7062X045 | B7 STUD 5/8IN X 4-1/2IN W/2H NUTS A193-B7 W/2 A194 2H NUTS | MCCARTY EQUI
B7075X045 | B7 STUD 3/4IN X 4-1/2IN W/2H NUTS A193-B7 W/2 A194 2H NUTS | MCCARTY EQUI
B7075X055 | B7 STUD 3/4IN X 5-1/2IN W/2H NUTS A193-B7 W/2 A194 2H NUTS | MCCARTY EQUI
B822W | B-LINE B822W PLASTIC END CAP FOR 1 5/8-IN. X 1 5/8-IN. CHANNEL (B22 & B24) | MCCARTY EQUI
BA200 | 2in Adpt x FmNPT "A" Brass Cam Groove, Import | MCCARTY EQUI
BA300 | 3in Adpt x FmNPT "A" Brass Cam Groove, Import | SUMMIT
BA400 | 4in Adpt x FmNPT "A" Brass Cam Groove, Import | MCCARTY EQUI
BAB1020 | TYPE BAB CIRCUIT BRKR 1P,20AMP 120/240V,10,000AIC, | MCCARTY EQUI
BACK PLATE | 3/8" OD TUBE, #3, 316SS GANG CLAMP W/ BACK PLATE | MCCARTY EQUI
BACK PRESSURE REGULATOR | AASV 218-FGT-BP-D GAS BACK PRESSURE VALVE W/ VITON 2” 150# RF, BACK PRESSURE REGULATOR, THROUGH STYLE, CAST DUCTILE BODY, 2” EQUAL PERCENTAGE TRIM, 250 PSIG MAX WORKING PRESSURE. | ELLIOTT ELEC
BACKGROUND SCREEN ORDERS | (blank) | SPECIALTY EQ
BACKPLATE | 20x16 Aluminum Backplate | CONTROL EQUI
BALDOR MOTOR | Baldor Motor HP .75 RPM 3600 PH 3/60 V 230/460 Explosion Proof Rated Class I | DISA
BALDOR MOTOR, .75 HP | Baldor Motor, .75 HP, 3500 RPM, 1PH, 60 HZ, 56J, 3524L, XPFC, F ***Allow 8 weeks for delivery ARO | AWC, INC
BALL SEAL | FISHER 13B6686X062 - BALL SEAL, TCM PLUS, 2" V150/V200/V300 BALL SEAL, TCM PLUS, 2" V150/V200/V300
BALL VALVE | 3/4" 2000# VINTROL BALL VALVE | HOUSTON ARMA
BALL VALVE FUSION SERIES 422 3" | BALL VALVE FUSION SERIES 422 3" CLASS 150 RF FLANGES DBB FULL PORT 2 PIECE BOLTED A216 WCB BODY A105N+3mil ENP TRUNNION BALL 42CrMo+3mil ENP STEM DEVLON SEAT HNBR SEALS (-20 TO 300 F) C/W LEVER OPERATOR PER API 6D (MONOGRAMMED) ASME B16.34 API 608 NACE MR0175, FIRESAFE PER API 607 FUSION ITEM# 422FR030F01N1EKAF | ODESSA PUMPS
BALL VALVES | 3/4" 2M VINTROL CS FP BALL VALVE NACE TRIM W/LOCKING HANDLE | VANZANDT CON
BAL-OIL-SORB | ??? | CITY PIPE
BALON 1" CHECK | 1" NPT Balon Check Valve 1000 psi MFG PN 1FD42SE Medallion 22027-01 thru 22041-01 | MIDSTREAM VA
BALON 1" HP VALVE | 1" Reg Port S.E. 3,000# WP Steel Ball Valve 316 S.S. Ball & Stem, Nace | CITY PIPE
BALON BALL VALVE | 1/2" Reg Port S.E. 3,000# WP Steel Ball Valve 316 S.S. Ball & Stem, Nace, 1/2RF03NSE | MCCARTY EQUI
BALON HAND WHEEL | Hand Wheel for 6" Balon Valve | MCCARTY EQUI
BAND SAW BLADES | band saw blades | MCCARTY EQUI
BANDS UP TO 2-1/2 | bands up to 2-1/2 | CITY PIPE
BAR | ??? | ELLIOTT ELEC
BAR GRATING | (4) sheets of 36" X 288" | SAUNDERS COM
BARE PUMP | EnLink GB-41445 bare pump with weldneck flange adapters
BARE PUMP CW | Bare Pump CW SAE G-1445-65J9-301 GB41445R0O FKM DU 3”SAE-SPS Franklin Mountain Energy order# 22099 | TEINERT META
BARE PUMP G-1445-65J9-301 | GB41445R0O FKM DU 3”SAE-SPS | VIKING PUMP
BARE PUMP M/4X3X8G | 3x4 MTX Duplex CS WCB Bare Shaft Pump | VIKING PUMP
BASE TREX PLATFORM | TREXLHPKLWS3S TREX Base Trex Platform L Communication Module:: (L) Device Communicator Plus communication module H Applications:: (H) HART Application P Power Module Type:: (P) Rechargeable Li-Ion Power Module KL Product Certifications:: (KL) ATEX, CSA (US/Canada) and IECEx Intrinsically Safe (includes FISCO as applicable) W Radio Options:: (W) Wireless S3 Support:: (S3) Standard Support (3 Years) S Options:: Carrying Case (Soft) | VIKING PUMP
BASKET | 1” PERF replacement basket for BS85-6”, 304SS material | STEALTH PUMP
BASKET ONLY | TITAN BS35-1-1/2” REPLACEMENT BASKET ONLY IN 304SS, 1/16” PERF MATERIAL | ROSEMOUNT, I
BASKET STRAINER | Jamison Model FQ-150-16-TB, fabricated carbon steel vertical basket strainer. Material of Construction: Carbon Steel, SA105N, SA-106B, SA234-WPB, SA-516-70N Inlet/Outlet: 16" 150# RFWN B16.5 Vessel Access: 24" T-Bolt Closure with davit arm. Gasket: O Seal, Buna N. (see options below). Design Code: ASME Section VIII Div. 1 & ASME B31.4, 0.6 DF Code Stamp: Yes, but ASME Section VIII Div. 1 code will not include the 150# RF flanges, ASME Code will terminate at the flange butt-welds. NB Registered: No Basket: 11 GA, 304SS, 1/4” Perforations on 3/8" Centers, no mesh. Design Pressure: 275 psig @ 150 deg. F, MDMT: -20 deg. F Corrosion Allowance: 1/16". NACE Compliant: Not requested NDE: 100% RT of Buttwelds, assessed per ASME Section VIII rules. NDE: All piping fillet welds and groove welds to be examined by WFMT NDE: Hydro for 4 Hours at 1.5 times the design pressure (414 psig), no chart Connections: (plastic/tape shipping covers only) Vent: (1) 1” 150# RFWN Drain: (1) 2” 150# RFWN (no elbow) DPT: (2) 2” 150# RFWN Supports: None 304SS Nameplate/tag/flow arrow. Internal Finish: Cleaned & Descaled, no paint. External Finish: Cleaned & Descaled, no paint. | EGGELHOF, IN
BASKETS | TITAN DS696CS-8” REPLACEMENT BASKET ONLY IN 304SS, ¼” PERF MATERIAL | EGGELHOF, IN
BATTERIES | (blank) | JAMISON PROD
BATTERY | BATTERY (F1) | EGGELHOF, IN
BATTERY 12V 110 AH | PART #UB121100D5751 BATTERY 12V 110AH REF 5/27/2022 EMAIL QUOTE | NAPA AUTO PA
BATTERY CABLE | Battery Cable | GDL INDUSTRI
BATTERY CHARGER KIT | Complete Automatic Battery Charger Kit, Floater/Equalizer type with overload protection, ready to install | DRALCO SYST
BATTERY KIT | VCK00011 - PART METSO LADC BATTERY- KIT | FIM CRANES
BATTERY/CONTROL ENCLOSURE - 4 BATTERIES | PART #ETC9610-ASSY ENCLOSURE BATTERY/CONTROL EXTRA WIDE FOR 4 BATTERIES REF 5/27/2022 EMAIL QUOTE | GENERAL POW
BB ASHCROFT 93036 | 45 1279SSL 04L 2,000# GLYCERIN FILL IN HOUSE 101A202-01 NEW 45 FILL KIT/LOWER CONN. INCLUDED IN DURAGAUGES WHITEWATER 20517 & 20518 | VANZANDT CON
BC 1/2 ADJUSTABLE BEAM CLM | Job# 21109-10 Charge back to moms meals | DRALCO SYST
B-CAP WIRE CONNECTOR | B-Cap Wire Connector | BRICE CO
BCS1384NFOO | (blank) | DEALERS
BDC200 | 2in Dust Cap "DC" Brass Cam Groove, Import | BAGHOUSE AME
BDC300 | 3in Dust Cap "DC" Brass Cam Groove, Import | MCCARTY EQUI
BDC400 | 4in Dust Cap "DC" Brass Cam Groove, Import | MCCARTY EQUI
BE SMP1000 .7536XP | BE SMP1000 .7536XP SMP 1000 3/4HP 3600RPM DI Pump | MCCARTY EQUI
BE1-18-143T1PH | Motor - Electric Motor 1HP 1800RPM 143T | BASIN ENGINE
BE2K 2Z177-316 | 316SS Sleeve 316 Shaft Sleeve for MKIII 2K | BASIN ENGINE
BEAM | 7) Pieces 13# HOT ROLLED WF BEAM | BASIN ENGINE
BEASLEY ESCORT #979353 | (blank) | TEINERT META
BEIJER X2 | BEIJER X2 EXTREME 7 DISPLAY 24 VDC | E.L FARMER
BEIMP112.3.13LFLTO | ??? | VINSON PROCE
BELDEN WIRE | B8425 BELDEN/BAV 8425 010250 20-5C STR TNC RUB RAYON BRD 85% BRD SHD EPDM JKT 60C ROHS
BELT FOR PULLEY | (blank) | ANIXTER POWE
BENCH CHAIN VISE BC 610 | (blank) | METER ENGINE
BEP MILEAGE | (blank) | SAUNDERS COM
BETTIS ACTUATOR | Bettis Torqplus Electric Actuator, Fail Last, 24VDC, CSA Explosion Proof Enclosure, Premac | BASIN ENGINE
BETTIS TOP WORKS | Bettis Top works | VINSON PROCE
BF VALVE | 6" VICTAULIC DF BUTTERFLY VALVE | L6 INC
BG2142 | BG2142 Big Grip guy wire pre-form end sleeve | TOMMY WHITE
BH484 | MAKERS BH484 - POWDER COATED BRONZE 4 LIGHT BULLHORN AT 90 | COMMERCIAL E
BH-503 1/2-13 BEAM CLAMP | Job # 21109-10 Charge back to moms meals | DEALERS
BIBD3503 | BURNDY BIBD350-3 INSUL CONNECTOR BLK MULTI-CABLE 3-PORT 350-10MCM EITHER SIDE CABLE ENTRY | SUMMIT
BIG SPRING PARTS REPLENISHMENT | All replenishment material on Quote #Q25104995 | SUMMIT
BIG SPRING REPLENISHMENT | All Material on Quote# Q25105130, Deliver Complete order | CITY PIPE
BIG SPRING REPLENISHMENT STOCK | ??? | CITY PIPE
BIG SPRING SHOP CONSUMABLES | All material on Quote #228202002
BIG SPRING STOCK MATERIAL | ??? | TEINERT META
BIG SPRING STOCK REPLENISHMENT | All material on Order #025128931
BILOK 1/4" X 1/8" RED UNION | Bilok 1/4" x 1/8" Red Union | CITY PIPE
BIROTOR PLUS | B281 body only, complete with UMB **No Meter or UMB internals needed as this is for a demo unit | SPECIALTY EQ
BIT DRILL COBALT 7/32X3-3/4 | (blank) | BRODIE
BKGMA10R | ??? | HIGGINBOTH16
BKGMA1R | ???
BKGMA2R | ???
BKGMA5R | ???
BKRF RELAY PANEL | 1. BKRF Relay Panel a. 1 ea - Hoffman - A24H24BLP3PT - Wall-mount Enclosure, Type 4 (24"H x 24"W x 8"D) b. 1 ea - Hoffman - A24P24 - Backpan, Steel (21"L x21"W) c. 24 ea - Phoenix Contact - 2966197 - Terminal Block Relay, 120VAC Coil, SPDT, ATEX d. 76 ea - Phoenix Contact - 3046184 - 1 Level TB, 6mm, Wide (UT4-MTD) e. DIN Rail, Wire, Wire Labels, Wire Duct, End Stops, etc. f. Labor for Manufacturing, Testing, and Supervision
BLACK BINKS HOSE ASSEMBLY | 71-3383 | SHERMCO SYST
BLACK ELC. TAPE | (blank) | THE SHERWIN
BLACK STUD | 5/8" X 3 ¾" BLACK BOLTS | ELLIOTT ELEC
BLACK TINT | Gallons of Black tint for Macro | CITY PIPE
BLACK WIRE 12G | Black Wire | THE SHERWIN
BLACKMER SGLD4B | Quote 258511 Odessa Pumps Condensate unloading pump 250 gpm @ 100 psi. Blackmer SGLD4B vane pump. Ductile iron construction with 150# relief valve. Pump to be mounted on a channel steel base and driven by a 30 hp, 1750 rpm, 3ph 286T frame, TEFC motor via a HRB 2.7 Blackmer gear reducer to turn pump at approximate 650 rpm. Deliver: 4-6 weeks. | ELLIOTT ELEC
BLACKMER PUMP | Conditions: 280GPM/2.5PSI Suct/69PSI Disc/66.5PSI Diff -- Condensate (per Provided Specs) Pump: Blackmer SGLD4B Sliding Vane Pump, Ductile Iron Vanes: 4 Vane, Duravane Integral Relief Valve Mechanical Seals with FKM Elastomers Flanges: 4in Suction x 3in Discharge, Weld Flanges - Compatible with ANSI Class 150 Weld Neck Flanges For Connection Motor: 30HP 1800RPM 286T Frame, 3PH Explosion Proof with 2.70:1 HRB Gear Reduction Pump Driven Speed: 650RPM Skid Mounted with Coupling and Safety Guard | ODESSA PUMPS
BLACKMER UNIT REPAIR | BLACKMER UNIT BROUGHT IN TO SEE IF ANYTHING NEED TO BE FIXED. UNIT LOOKED GOOD. NO NEED FOR PARTS. INSPECTED AND PUT BACK TOGETHER | BASIN ENGINE
BLANKET | Welker PN: HBALE2SSKOIR BLANKET, LE2SSKOIR Whitewater Midstream Job# 21300 | ODESSA PUMPS
BLANKETS AND HEAT TRACE | ??? | VANZANDT CON
BLANKING UNION | ???
BLAST SUIT | Blast Suit L
BLAST SUIT M | (blank) | THE SHERWIN
BLAST SUIT XL | Blast Suit | THE SHERWIN
BLASTING GLOVES | (blank) | THE SHERWIN
BLASTING HOOD LENSES | (blank) | THE SHERWIN
BLASTING SUITS | (blank) | THE SHERWIN
BLB-11 | BLB-11 Side mounting contact block 1 NO + 1 NC | THE SHERWIN
BLEED RING | Superior Products 3" 150 CS BLEED RING 1/2 TAP | SUMMIT
BLEED RING 2IN | 2” Bleed Ring with 1/2” Drain 2" 3/600# MTRs Required Blue Mountain Job# 19558-25 and 19558-26 | UP&S, INC
BLEED RING 3" | 3" 300/600# RF 316SS BLEED RING W/ 1/2" TAP | CITY PIPE
BLEED RING 3" 150# | 3" 150# CS Bleed Ring with 1/2" NPT Tap. Superior Products SP-BR-CS-3-150-.50 Medallion 22027-01 thru 22041-01 | JET SPECIALT
BLEED RING 3" 600# | 3" 600# CS Bleed Ring with 1/2" NPT Tap Superior Products SP-BR-CS-3-600-.50 Medallion 22027-01 thru 22041-01 | UP&S, INC
BLEED RING WITH 1/2" TAP | 4" 150# 304 SS BLEED RING W/ 1/2" NPT TAP | UP&S, INC
BLEED RING WITH 3/4" TAP | 4" 150# 304 SS BLEED RING W/ 3/4" NPT TAP | CITY PIPE
BLIND FLANGE | 16" 150# RF Blind Flange | CITY PIPE
BLIND FLANGES | 1 150# BLIND RF A105 DOMESTIC | CITY PIPE
BLIND RF FLANGE | FLANGE- 5 150# BLIND RF A105 DOMESTIC | CITY PIPE
B-LINE 9A-1016 EXPANSION S/P | 9A-1016 B-LINE 9A-1016 EXPANSION S/P | CITY PIPE
BLK CABLE TIES 500EA | Job # 21109-10 Charge back to moms meals | ELLIOTT ELEC
BLK STUD | B7 STUD 5/8IN X 4IN W/2H NUTS A193-B7 W/2 A194 2H NUTS | MCCARTY EQUI
BLLED RING | 3" 150# BLEED RING WITH 1/2" TAP 304SS | CITY PIPE
BLOCK 2 X 8 X 16 SOLID | Block 2 x 8 x 16 Solid | HIGGINBOTH16
BLOCK 4 X 8 X 16 SOLID | Block 4 x 8 x 16 Solid | HIGGINBOTH16
BLOCK 4X8X16 SOLID | (blank) | HIGGINBOTH16
BLOCK AND BLEED VALVE | WB-TH-0150-CXX ¦ 1.5" WELL HEAD BLOCK AND BLEED VALVE, 2 PIECE, FULL PORT, 2000 WOG, SS BODY AND END CAPS, 316SS BALL AND STEM, THREADED ENDS, CTFE SEATS, NACE, 1/4" BLEED VALVE WELDED TO MAIN BODY | HATFIELD AND
BLOCK AND BLEED VAVLE | 2" WELL HEAD BLOCK & BLEED VALVE, 2-PIECE, FULL PORT, 2000 WOG, CF8M BODY & END CAPS, SS316 BALL & STEM, NPT THREADED ENDS, CTFE SEATS, NACE MR-0175 STANDARD, WITH 1/4" BLEED VALVE WELDED TO MAIN BODY | HATFIELD AND
BLOCK COVER | POWER DIST BLOCK COVER FOR "AL" SERIES
Block Vlaves | ???
BLOCKS | Noel | HIGGINBOTH16
BLTD 1" PA ZINC PLATE RIG | BLTD 1" PA ZINC PLATE RIG | ELLIOTT ELEC
BLTD 1/4" SS SPRING NUTS | (blank) | ELLIOTT ELEC
BLTD 13/16X1-5/8 | BLTD 13/16x1-5/8 | ELLIOTT ELEC
BLTD 1-5/8X1-5/8 | BLTD 1-5/8x1-5/8 | ELLIOTT ELEC
BLTD 1-5/8X1-5/8X 120 | BLTD 1-5/8x1-5/8x 120 12GA Gal SLTD | ELLIOTT ELEC
BLTD 1-5/8X1-5/8X120 | bltd 1-5/8x1-5/8x120 | ELLIOTT ELEC
BLTD 1-5/8X1-5/8X120 12GA | BLTD 1-5/8X1-5/8X120 12GA | ELLIOTT ELEC
BLTD 3/4" PA ZINC PLATE R | BLTD 3/4" PA ZINC PLATE R | ELLIOTT ELEC
BLTD 3/8" SS316 SPRING NUT | BLTD 3/8" SS316 SPRING NUT | ELLIOTT ELEC
BLTD 3/8" TWIRL NUT | BLTD 3/8" TWIRL NUT (CONE NUT) | ELLIOTT ELEC
BLTD 3-1/2X3-1/2 3H | BLTD 3-1/2X3-1/2 3H ZN PLT CRNR PLT | ELLIOTT ELEC
BLTD 6X6 | BLTD 6x6 | ELLIOTT ELEC
BLTD 6X6 3-1/2 SQ | BLTD 6x6 3-1/2 SQ SPRT ZN PLT Post Base | ELLIOTT ELEC
BLUE MONSTER 1/2 | Blue Monster Thread tape 1/2" | SAUNDERS COM
BLUE MONSTER 3/4 | Blue Monster Thread tape 3/4" | SAUNDERS COM
BLUE MONSTER PIPE DOPE | pint size | CITY PIPE
BLUE MONSTER SEALANT | (blank) | CITY PIPE
BLUE MONSTER TAPE | Blue Monster tape 1/2" | CITY PIPE
BLUE MONSTER TAPE 1 | Blue Monster tape 1" | CITY PIPE
BLUE MONSTER TEFLON | Blue Monster Silver Seal 1/2" | SAUNDERS COM
BLUE STUDS FOR 8” 150# FLANGES | STUD- 3/4 X 5 TEFLON COATED A193 B7 W/ 2 HEX NUTS | CITY PIPE
BLUE TEFLON | Blue Monster Thread tape 1/2" | SAUNDERS COM
BLUE WHITE SEALANT | White Sealant for Whitewater buildings ordered by Jacob V | BULLDOG STEE
BM-5404-CL-48-48 | 3 X2 5/8 40 Nipple Blk | HOSE OF SOUT
BM-5404-CL-64-64 | 4 X2 7/8 40 Nipple Blk | HOSE OF SOUT
BMM6031SQ | Midget fuse block/fuseholder | ELLIOTT ELEC
BN SMBDX80DIN | BRACKET: DIN RAIL ASSEMBLY; For DX8 | AWC, INC
BOARD | 230663101 BOARD - P.C. ASSY PA-6 | FMC TECHNOLO
BOARD ASSY FOR TSC1000 | BOARD ASSY FOR TSC1000 | CAMERON MEAS
BOARD REPAIR | Valvcon VCB00010 Board Repair | VANZANDT CON
BOLT | A193 bolts with 2 HH nuts, for 16" 150# flange, CAD Plated | SMP SUPPLY
BOLTS | 5/8" X 3 3/4" STUD BOLT ASTM A193 GR B7 W/2 HH NUTS A194 | CITY PIPE
BOLTS & GASKETS | All material on IPS quote #ODE27561 | INDUSTRIAL
BOOSTER PIPE | (blank) | ULTIMATE WEL
BOOSTER PIPING | (blank) | ULTIMATE WEL
BOOSTER PUMP | Pinnacle 2x3x13 with 300# ANSI flanges driven by 150 HP 3600 RPM TEFC motor. Sized for 750 BPH @ 324 psi & API 40.5 crude oil. Endeavor 22116-01 | STEALTH PUMP
BOOSTER SKID | (blank) | ULTIMATE WEL
BOOSTER T-SUPPORTS | (blank) | ULTIMATE WEL
BORE .002 OUT | bore .002 out | JOHNSON TOOL
BORE AND TAP | Bore and Tap for set Screws | JOHNSON TOOL
BORE HUB | 7390418 60 HSB 2.125” BORE HUB 7390418 ITEM # 01471735 | MOTION INDUS
BOTTLE BRACKET RETAINER | DCP9518BB Bottle Bracket Retainer for 2 Bottles | DRALCO SYST
BOX | Steel welded 4 in. square box 2-1/8 in. deep includes (8) 1/2 in., (4) 1/2+3/4 in. eccentric side knockouts, (2) 1/2 in. and (2) 1/2+3/4 in. eccentric bottom knockouts | GRAYBAR
BOX COVER | CCD S60700FD00 *3/4IN SS316 FD SINGLE GANG DEVICE BOX | REXEL
BOX OF RAGS | Job #21109-10 Charge back to moms meals | GRAYBAR
BOX OF THICKSTER GLOVES | box of Thickster Gloves | THE SHERWIN
BOX TO COND SUPP 30EA | Job # 21109-10 Charge back to moms meals | DEALERS
BOXES #6 3/8” CRIMP LUG | boxes #6 3/8” crimp lug | ELLIOTT ELEC
BOXES OF DUCT TAPE | boxes of duct tape | THE SHERWIN
BOXES OF PAINTERS SUITS | boxes of painters suits | THE SHERWIN
BOXES OF RPB NV3-722 | boxes of RPB NV3-722 | THE SHERWIN
BOXES OF RPB NV3-725 | boxes of RPB NV3-725 | THE SHERWIN
BP VALVE | 4" ANSI 150 Norriseal Wellmark Series 5555 back pressure valve, double seated (balanced), #10 topworks, Buna seals, 20-150 lbs spring range, stainless tubing VAL 5555-4-10-DFG-B-N-20-150#-SS Tubing
BP030150300RFCS4200 | 3'' - 150/300# RF WEAMCO TYPE BP BASKET STRAINER 1/4'' HOLES ON 3/8'' CENTERS PERFORATED METAL CARBON STEEL OPEN AREA RATIO 200% - LENGTH = 7'' | WEAMCO, INC
BQD380 | SIEM BQD380 BREAKER BQD 3P 80A 480VAC 14KA | SUMMIT
BR115 | Type BR BRKR 15A/1 Pole 120/240V 10K | ELLIOTT ELEC
BR120 | Type BR BRKR 20A/1 Pole 120/240V 10K | ELLIOTT ELEC
BR250 | Eaton/CH Type BR BRKR 50A/2 Pole 120/240v 10K | ELLIOTT ELEC
BRACKET | AB/NS Support bracket for insulated mounting of DIN rails in insulated systems plastic 21 mm high PX 1201141 | AWC, INC
BRACKET & COUPLER | Bracket & Coupler | VANZANDT CON
BRACKET KIT | SUN7 50150 ADJUSTABLE | HELIOS PSC
BRACKET-SS | WMSMB6 SLOTTED WALLMOUNT BRACKET-SS | AWC, INC
BRASS HAMMER | Brass Hammer | JOHNSON TOOL
BRASS THD BALL VALVE | BALL VALVE, BRASS, INLINE, 2-PIECE, PIPE SIZE 4 IN, CONNECTION TYPE FNPT X FNPT | CITY PIPE
BRAY BUTTERFLY VALVE | S40 8" CS,316,17‐4,RTFE/SILI" Series 40, trim 466. Bray HPBFV ANSI Class 150. Wafer Style. Max Working Pressure 285psi Body: ASTM A216 Gr WCB Carbon Steel Disc: ASTM A351 Gr CF8M Stainless Steel Stem: 17‐4PH Stainless Steel Seat: RTFE with Silicone Rubber Energizer HNDL KT,S40 8"/S42 6",DBL'D'" | MIDSTREAM VA
BRAY BUTTERFLY VALVES | S41 6" CS,316,17s4,RTFE/SILI" Series 41, trim 466. Bray HPBFV ANSI Class 150. Lug Style. Max Working Pressure 285psi Body: ASTM A216 Gr WCB Carbon Steel Disc: ASTM A351 Gr CF8M Stainless Steel Stem: 17s4PH Stainless Steel Seat: RTFE with Silicone Rubber Energizer Lever Op 410600‐11001466 | MIDSTREAM VA
BRAY HANDWHEELS | ???
BRAY HPBFV VALVE | S41 6" CS,316,17s4,RTFE/SILI" Series 41, trim 466. Bray HPBFV ANSI Class 150. Lug Style. Max Working Pressure 285psi Body: ASTM A216 Gr WCB Carbon Steel Disc: ASTM A351 Gr CF8M Stainless Steel Stem: 17s4PH Stainless Steel Seat: RTFE with Silicone Rubber Energizer Lever Op410600‐11001466 | MIDSTREAM VA
BRAY/VALVCON | S41 4" CS,316,17‐4,RTFE/SILI" Bray HPBFV ANSI Class 150. Lug Style. Body: ASTM A216 Gr WCB Carbon Steel Disc: ASTM A351 Gr CF8M Stainless Steel Stem: 17‐4PH Stainless Steel Seat: RTFE with Silicone Rubber Energizer BRAY 410400‐11001466 ACTUATOR VALVCON LADCWX1000UL3Z‐UPSeries: LADCNEMA Rating: FM Explosion Proof , WT Torque: 1000 in/lb, 83 ft/lb Universal On/Off posit board w/battery Back UP HandWheel 12VDC,24VDC,120VAC | MIDSTREAM VA
BREAKER | SIEM Q120 BREAKER 20A 1P 120V 10K QP | SUMMIT
BREAKER 20A | Breaker 20A | ELLIOTT ELEC
BREAKER BOX CANCELATION CHARGE | 0
BREAKER PANEL | SN7PB12ML0341T43 4 3P 20A BREAKERS 480V C1 D1
BRIDLE SPOOLS | (blank) | ULTIMATE WEL
BRKR 60A/2 POLE 120/240V 10K | Charge Back to Iron Horse | ELLIOTT ELEC
BRKR PANEL | PDP-1A PDP-2A PE2A BRKR PANEL PDP ***Item Note:*** * SEE SQD BOM 43772483, REV 29 * PANEL PDP-1B * BREAKERS FOR PDP-1A * BREAKER FOR PE2A | GRAYBAR
BRKR100A | BRKR100A 3 Pole | ELLIOTT ELEC
BRODIE BV 60 @ 30 PSIG | BRO3150BV60 BRODIE FIG# BV60A03ADC3AAAAA 3" 150# BRODIE BV60 BACK PRESSURE CONTROL VALVE, WCB BODY, STAINLESS STEEL HOOK UP & PILOTS, TEFLON "AP" STYLE PISTON, VITON-F, NO MTR'S INCLUDED MODEL: BV60A03 SIZE: 3" 150# ANSI SPRING RANGE: 0-40 TUBING/FITTINGS: SS SWAGELOK PRODUCT: SEALS: VITON-F SET PRESSURE: 30 PSIG ***4-6 WEEKS ARO quote QT19122 | J2 RESOURCES
BRODIE BV 60 @ 70 PSIG | BRODIE FIG# BV60A03ADC5AAAAA 3" 150# BRODIE BV60 BACK PRESSURE CONTROL VALVE, WCB BODY, STAINLESS STEEL HOOK UP & PILOTS, TEFLON "AP" STYLE PISTON, VITON-F, NO MTR'S INCLUDED MODEL: BV60A03 SIZE: 3" 150# ANSI SPRING RANGE: 30-80 PSI TUBING/FITTINGS: SS SWAGELOK PRODUCT: SEALS: VITON-F SET PRESSURE: 70 PSIG ***4-6 WEEKS ARO quote QT19122 | J2 RESOURCES
Brodie BV-88 | ???
BROWN ELECTRICAL TAPE | Brown Electrical Tape | ELLIOTT ELEC
BROWN WIRE | Wire | SUMMIT
BROWN-3/4X66FT TAPE | Job # 21109-10 3M 35-BROWN-3/4X66FT 7000031580 VINYL COLOR CODING TAPE 3/4IN X 66FT | REXEL
BS&W | ???
BS&W DETECTOR CARD HOUSING | (blank) | GUARDIAN MAI
BS55-6"-SCREEN-1/4"P | TITAN 1/4" PERF REPLACEMENT BASKET FOR BS55CI-6" | EGGELHOF, IN
BS80SQZN | BLTD 6X6, 3-1/2 SQ SPRT ZN PLT POST BASE | ELLIOTT ELEC
BS85-4“-GASKET | TITAN BS85-4 LID-GASKET-4“ | EGGELHOF, IN
BS85-4“-QOC-ORING | TITAN FOR A QUICK OPEN COVER ASSY | EGGELHOF, IN
BS85-6-BASKET-1/8“P | TITAN BASKET REPLACEMENT BASKET FOR A BS85-6” FLANGED BASKET STRAINE TO BE MADE OUT FOR 1/8“ PERF THICK GAUGE S.S. WITH A FLAT PLATE RING ON LIP OF BASKET | EGGELHOF, IN
BS85-8“-BASKET-1/8”P | TITAN PERF BASKET FOR A BS85-SS-8“ BASKET STRAINER. BASKET TO BE MADE OUT OF 1/8” PERF THICK GAUGE S.S. MATERIAL WITH TOP LIP | EGGELHOF, IN
BS85-8“-GASKET | TITAN BS85-8“ LID-GASKET-8” | EGGELHOF, IN
BS85-8”-BASKET-1/8“P | TITAN PERF BASKET FOR A BS85-SS-8” BASKET STRAINER. BASKET TO BE MADE OUT OF 1/8“ PERF THICK GAUGE S.S. MATERIAL | EGGELHOF, IN
BS85CS-6 | TITAN BS85CS-6“ 150# RF FLANGED END BASKET STRAINER, CARBON STEEL BODY, BOLTED LID AND A MESH LINED, 304SS BASKET INSTALLED 10 MESH LINED | EGGELHOF, IN
BS85CS-6“-1/8”P | TITAN 6“-1/8”P BASKET STRAINER 150# FLANGED CARBON STEEL 1/8“ SS PERF BASKET INSTALLED Asphalt & Fuel Supply | EGGELHOF, IN
BS85CS-6“-3/8”P-SPA | TITAN 6“-3/8”P-SPA BASKET STRAINER 150# FLANGED CARBON STEEL WITH 3/8“ SS PERF BASKET INSTALLED | EGGELHOF, IN
BS85CS-6” 3/8” PERF | TITAN 6“-3/8”P-SPA BASKET STRAINER 150# FLANGED CARBON STEEL WITH 3/8“ SS PERF BASKET INSTALLED | EGGELHOF, IN
BS85CS-8"-1/8"P | TITAN BS85CS-8" 150# RF FLANGED END BASKET STRAINER, CARBON STEEL BODY, STANDARD 1/8" PERF, 304SS BASKET INSTALLED AND A BOLTED LID | EGGELHOF, IN
BS85CS-8“-1/8”P | TITAN BS85CS-8“ 150# RF FLANGED END BASKET STRAINER, CARBON STEEL BODY, STANDARD 1/8” PERF, 304SS BASKET INSTALLED AND A BOLTED LID | EGGELHOF, IN
BS86-10“-BASKET-1/8”P | TITAN 1/8“ PERF 304SS BASKET ONLY | EGGELHOF, IN
BSF | BATTERY SALES FEE | SHOPPA'S
BSS-120-GLV | SOLID UNISTRUT | SUMMIT
BSW SPOOL | (blank) | ULTIMATE WEL
BSX 10-1 OJ | BSX 10-1 OJ 10W/120V Self-Regulating Heater Cable w/ Overjacket | DSI
BSX 10-1 OJ C1D2 | BSX 10-1 OJ C1D2 10W/120V Self-Regulating Heater Cable w/ Overjacket | DSI
BSX 10-2 OJ | 10W/208-277V Self-Regulating Heater Cable w/ Overjacket | DSI
BSX 5-1 OJ | BSX 5-1 OJ 5W/120V Self-Regulating Heater Cable w/ Overjacket | DSI
BSX 5-2 OJ | BSX 5-2 OJ 5W/240V Self-Regulating Heater Cable w/ Overjacket | DSI
BT839-10 | BALDWIN OIL FILTER | THE PAINT
BT-CH1-110 | Safety Glass, Cheaters, Black Frame Clear 1.0 Lens 12/bx | THE PAINT
BT-CH1-120 | Safety Glass, Cheaters, Black Frame Clear 2.0 Lens, 12/bx | THE PAINT
BT-FP71 | Ear Plugs, Disposable Bullet Foam, Corded, 100/bx | THE PAINT
BT-FP71 EAR PLUGS | BT-FP71 Ear Plugs, Disposable Bullet Foam, Corded 100/bx | THE PAINT
BTJ3 | M-TAL BTJ3 3/8-16X3-3/4 ZINC J-BOLT | THE PAINT
BT-REW32D | Double 32 oz. Eyewash Station | THE PAINT
BT-RS1-10 | Safety Glass, Rad Sequel, Clear Lens 12/bx | THE PAINT
BT-RS1-10 SAFETY GLASS | BT-RS1-10 Safety Glass, Rad Sequel, Clear Lens 12/bx | THE PAINT
BT-RS1-20 | Safety Glass, Rad Sequel, Smoke Lens 12/bx | THE PAINT
BT-RWG13-L | Glove, Foam Nitrile, Spandex Shell, Large | THE PAINT
BT-RWG13-L GLOVE | BT-RWG13-L Glove, Foam Nitrile, Spandex Shell, Large | THE PAINT
BT-RWG13-M | Glove, spandex shell, medium | THE PAINT
BT-RWG13-M GLOVE | BT-RWG13-M Glove, Foam Nitrile, Spandex Shell, Medium | THE PAINT
BT-RWG13S | Glove, foam nitrile, Spandex shell, Small | THE PAINT
BT-RWG13-S | Glove, Spandex shell, small | THE PAINT
BT-RWG13-XL | Glove, Foam Nitrile, Spandex Shell, XL | KNIGHTEN MAC
BT-RWG13-XL GLOVE | BT-RWG13-XL Glove, Foam Nitrile, Spandex Shell, XL | SUMMIT
BU 510 | STEEL CY BU510 4-IN 105D PLSTC BUS | SUMMIT
BUCKET | e9 5G Bucket with Airtight Cap | E9 TREATMENT
BUCKLING PINS - 100 PSID 5% | spare buckling pins Quote Ref: PSMUS-21-00047a | BS&B
BUDGETARY PRICING | Budgetary Pricing for Vibration Analysis of Gas Compressor | BARAK & BRAZ
BUILDING MATERIAL | MATERIAL TO ERECT 8X14X9 METAL BUILDING ON SKID PROVIDED BY CUSTOMER 1" CLOSED CELL INSULATION ON ROOF AND WALLS FINISHED WITH WHITE R OR U PANEL ON EXTERIOR INSTALL 2-3070 STEEL DOORS WITH HALF GLASS, DOOR LEVER, PUSH BAR AND DOOR CLOSER | BULLDOG STEE
BUILDING STEEL | Building material for Master Meter II building, Quote #511202102 | TEINERT META
BULL PLUG | 4" STD BULL PLUG | CITY PIPE
BULLHORN | GPB4GAL 4-P BULLHORN | CED/CAIN ELE
BUN OUT FEE | Bun out Fee | ALCOM
BUNA O-RING# 452 | Buna O-ring for 10" Flanges | CITY PIPE
BUNA ORINGS | BUNA SAMPLE POT O RING #445 B70 | CITY PIPE
BUR BDBLHC245001 | BUR BDBLHC245001 | SUMMIT
BUR YS26LBOX 2/0AWG BUTTSPLICE | BUTT WITH CENTRE WIRE STOP TYPE; 2.17 INCH; 0.56 INCH OUTER DIAMETER; COPPER CONDUCTOR MATERIAL; UL, CSA APPROVAL; 600 V TO 35 KV VOLTAGE RATING; ELECTRO-TIN PLATED COPPER BODY MATERIAL; 2/0 AWG STRANDED CONDUCTOR SIZE; BLACK COLOR CODE | CED/CAIN ELE
BUR_1000164236 | 1.75" BB C/SC/A CART SEAL | ODESSA PUMPS
BURKA2U | BURKA2U BURNDY KA2U 2AWG 1H ALCU TERM | DEALERS
BURKA6U | BURNDY KA6U ALUMINUM TERMINAL | DEALERS
BURNDY K11A30U | BURNDY K11A30U MECH LUG 2 CONDUCTOR OF 6-300MCM, ONE 5/16 INCH STUD, FOR COPPER OR ALUMINUM | SUMMIT
BURNDY KA36U 600 MCM 1H | Job # 21109-10 Charge back to moms meals | DEALERS
BURNOUT FEE | Burnout Fee | ALCOM
BURST DISC | ???
BUSHING | BUSHING- HEX THD 1 X 3/4 FS 3000#/6000# | CITY PIPE
BUSHING FOR SHEEVE | (blank) | METER ENGINE
BUSHING- HEX THD 3/4 X 1/2 | BUSHING- HEX THD 3/4 X 1/2 FS 3000#/6000# | CITY PIPE
BUSHING THD 2 X 1/2 3/6000# | BUSHING | CITY PIPE
BUSHING, LANYARD, ORING | 4” to 14” size Bushing, Lanyard, Oring pressure warning lock screw, drive screw. PART # 12352702 | JET SPECIALT
BUSHINGS | Plastic insulated bushings help protect wires in threaded 3 inch rigid or IMC conduits. Insulated bushing is rated to 105&#176;C and UL listed E-19189 | GRAYBAR
BUSHINGS 1 ½” X 2” | bushings 1 ½” x 2” | CITY PIPE
BUSS FNQR2 | 600V MIDGET TD FUSE CLASS CC TIME DELAY | CED/CAIN ELE
BUTTERFLY CLIPS | (blank) | TEINERT META
BUTTERFLY VALVE | 8INBRCL150410800/LADCWX3KTM270 8” CL150 BRAY SERIES 41 HPBFV, LUGGED CF8M BODY, A351 CF8M+ENP DISC, FIRE SAFE, NACE, MOUNTED TO A VALVCON LADCWX SERIES 3000 IN.LB ELECTRIC ACTUATOR W/ 4-20 MA OR 0-10VDC POSITION FEEDBACK, BATTERY BACK UP, 2 AUXILLARY LIMIT SWITCHES, UNIVERSAL POWER, HOLDING BRAKE, HEATER/THERMOSTAT, HANDWHEEL OVERRIDE, VISUAL INDICATOR, TORQUE MAXIMIZER, 270 DEG. GEAR KIT MOUNTING BRACKET & COUPLER FULLY ASSEMBLED & TESTED
BUTTERFLY VALVE W/ ACTUATOR | S41 4" CS,316,17‐4,RTFE/SILI" Series 41, trim 466. Bray HPBFV ANSI Class 150. Lug Style. Body: ASTM A216 Gr WCB Carbon Steel Disc: ASTM A351 Gr CF8M Stainless Steel Stem: 17‐4PH Stainless Steel Seat: RTFE with Silicone Rubber Energizer ACTUATOR VALVCON # LADCWX‐2000‐UL3‐UP ELECTRIC ACTUATOR, NEMA 4/7/9 ENCLOSURE, 2000 IN/LBS, BATTERY BACKUP, HEATER, 2‐AUX LS, POSITIONER/TRANSMITTER, WRENCH OPERATED OVERRIDE SHAFT, AC/DC INPUT POWER, 1" FEMALE SQUARE DRIVE | MIDSTREAM VA
BUTTERFLY VAVLE | S41 4" CS,316,17s4,RTFE/SILI" Series 41, trim 466. Bray HPBFV ANSI Class 150. Lug Style. Max Working Pressure 285psi Body: ASTM A216 Gr WCB Carbon Steel Disc: ASTM A351 Gr CF8M Stainless Steel Stem: 17s4PH Stainless Steel Seat: RTFE with Silicone Rubber Energizer Lever Op MVP Quote No. 209378BW REV1 | MIDSTREAM VA
BUTTON R ESTOP | Charge back to Ovintiv on Service ticket | ELLIOTT ELEC
BV60 REPAIR KITS | WVP53200-532F - BV60 Repair Kits | BRODIE
BV60A02CDC7A1A AB (EXPEDITED) | ???
BV88VALVE | Brodie BV88 Digital Control Valve BV88A03ADCAA1AAB 3" 150# Brodie BV88 Digital Control Valve WCB Body, Stainless Steel Hook Up & Pilots, Teflon "AP" Style Piston, Viton-F Seals, 120VAC 60HZ Solenoids, UL/CSA Approvals | CHEROKEE M&C
BVF2RF2FSSRGSL-100 | 1" CL150 RF FP Floating Ball Valve, CF8M Body, 316SS Trim, R-PTFE Seats, Graphite Seals, Unibody, Lever Op.l, NACE, Firesafe | TOTAL VAVE
BW-2YR | (blank) | THE PAINT
BW-BWC4-Y-N | Gas Monitor, Clip4 4, O2, CO, H2S, LEL | THE PAINT
BW-ICON | (blank) | THE PAINT
BW-MCXLXWHMYNA | Monitor, MicroclipXL, MCXL-XWHM-Y-NA,GasalertMicroclipXL 4Gas | THE PAINT
BYPASS ACTUATOR | RCEQCML750/2INB&C - AUTOMATION PACKAGE TO INCLUDE ROTORK CML 750 FM 24VDC Mfg: Rotork Model: CML750 Mtg Base: 1.126 x 4 rectangle, 4.38-16 mtg hole Motor Speed: 0.13 in/sec. Torque: 750 lbf thrust Nema Rating: FM Explosion Proof Actuator Voltage: 24VDC | VANZANDT CON
BYPASS VALVE | NPS 1 D4 | VINSON PROCE
C&C BALL VALVE | 3/4" 2000# THD BALL VALVE NACE | LAKE CHARLES
C-00280L-OR | Soft Goods Kit, Size: 4" for LCI 4-Way Valve
C0050E2A | 50 VA type MTE control transformer | MCJUNKIN RED
C01-000033-000 | KIT SPARE PIM: KIT INCLUDES: 1 X CPU BOARD 1 X I/O BOARD 3 X 12 PIN CONNECTORS 1 X 8 PIN CONNECTOR | CAMERON MEAS
C01-000033-000 KIT SPARE PIM | KIT INCLUDES: 1 X CPU BOARD 1 X I/O BOARD 3 X 12 PIN CONNECTORS 1 X 8 PIN CONNECTOR | CAMERON MEAS
C01-003232-000 | KIT BEARING RAIL GUIDE MODEL #: 2015 AND UP(015-035)GEN 3 KIT INCLUDES: 4 EA BEARING RAIL GUIDE, 000-100293-COM 16 EA SOCKET HEAD SCREWS #6-32 X /2", 000-101393-HAR
C0150E2A | 150 VA TYPE MTE CONTROL TRANSFORMER | TEINERT META
C0250E2A | 250 VA TYPE MTE CONTROL TRANSFORMER | SUMMIT
C03-000029-000 | C03-000029-000 KIT SEAL COMPLETE (015) CR | SUMMIT
C03-000031-000 | KIT SEAL COMPLETE (025-035) CR SN:000629 MODEL #: GEN 3 COMPLETE SEAL KIT INCLUDES PISTON AND POPPET SEALS AND RIDER. UP AND DOWN SEAL RETAINER SEALS AND ASSOCIATED HARDWARE. | SUMMIT
C034L35/20 | C034L35/20 2.5" F, STL BLACK CASE BR/BRZ INTERNALS 1/4" LM, 35" H2O/20oz/in OCI DIAPHRAGM GAUGE | SUMMIT
C04 | CUTTING OIL | FIM CRANES
C07-000001-000 | KIT SIGNAL CONDITIONER P542 MODEL #: P542 NO CABLE DIN KIT INCLUDES: DIN MOUNT SIGNAL CONDITIONER ONLY NO WIRES OR CABLES. | CITY PIPE
C10-000005-000 | KIT LEAK DETECTOR GEN 4 (045-0 MODEL #: 045-090 | ELLIOTT ELEC
C10-000006-000 | KIT SENSOR ROSEMOUNT W/DSPLY GEN4 | FLOW MANAGEM
C10-000079-000 | KIT DC POWER 003-060 W/RISER | FLOW MANAGEM
C10-000173-000 | KIT PRESSURE RELIEF 740 PSI MODEL #: ANDERSON GREENWOOD KIT INCLUDES: ANDERSON GREENWOOD P/N 81PSNM48-4 BALANCED VALVE PRESSURE RELIEF THREADED INTO END FLANGE SET FOR ANSI 300# 740 PSI 1/2" NPT LOCKING ISOLATION 3 PIECE BALL VALVE THREADED INTO END FLANGE 1/2" NPT VERIFICATION TEE PORT WITH PLUG RELIEF RANGE 648 PSI TO 740 PSI PER API 527 1" FNPT OUTLET The optional pressure relieving kits offered by FMD are intended to provide over pressure protection from cold fluid shut-in as referred to in API 521 5.14. The protection is for the prover when isolated and subjected to ambient heat gain. The optional relief device is sized for the thermal case only and should not be considered as a protective device for other cases and equipment beyond the immediate prover and connections. Sizing calculations or design for other cases will not be provided.MODEL #: ANDERSON GREENWOOD KIT INCLUDES: ANDERSON GREENWOOD P/N 81PSNM48-4 BALANCED VALVE PRESSURE RELIEF THREADED INTO END FLANGE SET FOR ANSI 300# 740 PSI 1/2" NPT LOCKING ISOLATION 3 PIECE BALL VALVE THREADED INTO END FLANGE 1/2" NPT VERIFICATION TEE PORT WITH PLUG RELIEF RANGE 648 PSI TO 740 PSI PER API 527 1" FNPT OUTLET The optional pressure relieving kits offered by FMD are intended to provide over pressure protection from cold fluid shut-in as referred to in API 521 5.14. The protection is for the prover when isolated and subjected to ambient heat gain. The optional relief device is sized for the thermal case only and should not be considered as a protective device for other cases and equipment beyond the immediate prover and connections. Sizing calculations or design for other cases will not be provided. | FLOW MANAGEM
C10-000327-000 | KIT PDAQ ONBOARD (NO PROVE-IT) | ELLIOTT ELEC
C10-000477-000 | KIT SPECTACLE BLIND 10" 300# S KIT INCLUDES: 2EA 10"-300# SPECTACLE BLINDS PER ASME B16.48 FOR INLET/OUTLET FLANGES 304 STAINLESS STEEL RF WITH 125-250 AARH SERRATED FINISH | ELLIOTT ELEC
C10-000740-000 | KIT SEAL SHAFT (007-035) CR SN:1117 | FLOW MANAGEM
C10-000746-000 | KIT SEAL COMPLETE (015) CR FIELD USE | FLOW MANAGEM
C10-000750-000 | KIT SEAL COMPLETE (045-060) CR MODEL #: GEN 4 KIT INCLUDES: 2 EA SHAFT SEAL KITS 1 EA PISTON SEAL KIT | SPECIALTY EQ
C10-001028-000 | KIT SPARES ELE A (24) VDC) | SUMMIT
C10-001080-000 | KIT SPARES ELE KIT INCLUDES: • 3 OPTICAL SWITCHES • 1 AC CONTACTOR (RELAY) MOTOR • 1 DC RELAY CLUTCH • 1 STOP SWITCH MODEL #: VAC (ALL) | FLOW MANAGEM
C150N6 GENERATOR | C150N6, 150kW, 60Hz, Standby, Natural Gas/Propane Genset | FLOW MANAGEM
C-1660 INTERNAL COATING | ??? | FLOW MANAGEM
C1D2EXDR200 | Class 1 DIV 2 200W 28,000 Lumens, Round fixture | FLOW MANAGEM
C1F007LES | HAM C1F007LES 1PH7.5KVA 480-240 TFM | FLOW MANAGEM
C22 16" | Clif Mock Sample C22 with 16” extension. | FLOW MANAGEM
C22 18" EXT | ??? | FLOW MANAGEM
C22 PROBE | 9A-50132150264 SAMPLER, C22, 22 INCH EXTENSION, 1 PIECE BODY | FLOW MANAGEM
C-22 PROBE | 60CF-0850 Cameron 9A-50132150259 Model C-22 Sample Probe SS construction 20" Ext Length | FLOW MANAGEM
C-22 PROBE 20” | C-22 Probe 20” long for 300# skid | FLOW MANAGEM
C-22 PROBE 22” | C-22 Probe 22” lone for 600# skid | FLOW MANAGEM
C-22 SAMPLE PROBE | ??? | FLOW MANAGEM
C22 SAMPLER, 18" EXT | 50348552 SAMPLER, C22, 18 IN. EXTENSION, 1 PIECE BODY | CUMMINS SALE
C22 TC SAMPLER | ??? | ELLIOTT ELEC
C24 | FOUR WAY CRIMP TOOL | SUMMIT
C25WC&G | 3/4" C w/ cover and gasket | CAMERON MEAS
C2LG6 | PAND C2LG6 DUCT COVER ; PVC ; 2W X 6' ; LGRAY
C320KGD1 | AUX CONTACT FOR DC CONT SIDE MTD 1NCL | CAMERON MEAS
C320KGS31 | Eaton Frdm series Aux Conatact, N/O (normally open) Nema size 3 | CAMERON MEAS
C351KE2363 | FUSE CLIP KIT. MPLX 24301-01 Backfill to 24095-01.
C351KF2464 | Fuse Clip Kit. Validus 22258-01 - 22261-01 Validus 22354-01 - 22355-01 | ELLIOTT ELEC
C37 | 1" C FM7 CONDUIT BODY | ELLIOTT ELEC
C440 9-45A SIZE 2 FVNR STARTER | C440 9-45A Size 2 FVNR Starter; 120V Coil | SUMMIT
C440A1A045SAX | C440 OL 9-45A NEMA STAND ALONE STANDARD | ELLIOTT ELEC
C440A1A045SF2 | C440 OL 9-45A FRDM SZ 2 STANDARD | ELLIOTT ELEC
C440A1A045SF2 OVERLOADS | C440A1A045SF2 overloads | ELLIOTT ELEC
C440B1A100SAX | C440 55MM EOL STAND ALONE 20-100A | ELLIOTT ELEC
CA00678402 | PressureMax HP AF8577HP 4in x 10ft OAL 1.0 PressureMax HP AF8577HP - 4 in., OAL 10 ft. Testing Options: HydroStatic Test at 1312 psi, Duration: 5.00 mins. TAG HOSE PO# Mfg Date: MM/YYYY Nom Dia: 4 in. MAWP: 875 psi @ TEMP: 70 TEST PSI 1312.5 W-4in CS MP B-E | ELLIOTT ELEC
CA1GL | WP 1G VERT SWITCH COVER W/ HANDLE | ELLIOTT ELEC
CA262G | WP 2G TWO DECORATOR COVER | ELLIOTT ELEC
CA26GV | WP 1G VERT DECORATOR COVER | ELLIOTT ELEC
CA82G | WP 2G Two Duplex cover | ELLIOTT ELEC
CABLE | 18G 2C W/Drain Cable | ELLIOTT ELEC
CABLE - BSX 10-1 OJ | (blank) | HOSE OF SOUT
CABLE 18AWG | VNTC-18-1-PO S-CUT REEL 18 AWG 1PR OVERALL SHLD 600V TC | ELLIOTT ELEC
CABLE GATE JACK | (blank) | ELLIOTT ELEC
CABLE GLAND | Cable Gland, M50x1.5, Range 1.063-1.378", Nickel-Plated Brass, SKINTOP Series | ELLIOTT ELEC
CABLE SEALS | Per Qty. 1000 each TWIST SEAL 12" 7XST PC GREEN "SCM" PERSONALIZATION: SCM NUMERING TO START AT 0017001 12 INCHES WIRE | ELLIOTT ELEC
CABLE TIE | Cable Tie 11.08 | ELLIOTT ELEC
CABLE TIE MOUNTING BA 100EA | Job # 21109-10 Charge back to moms meals | DSI
CABLE TIES | Ty Rap&#174; UV black 6.6 nylon 11.60 L x 0.19 in. W, cable ties with stainless steel locking device. Tensile strength 50 lb. Max. bundle diameter 3.00 in. Package of 1000 | GRAYBAR
CABLE TIES 1000EA | Job # 21109-10 Charge back to moms meals | A PLUS CONTR
CABLE TRAY | LOT OF CABLE TRAY SUMMIT QUOTE 2002638746 | AWC, INC
CABLE TRAY HAT CHANNELS | (blank) | ELC SECURITY
CABLE TRAY ISOLATOR PADS | US TRAY NP-32 CABLE TRAY ISOLATOR PADS | ELLIOTT ELEC
CABLE/PLUGS | ??? | DEALERS
CAD AND SHOP LABOR FOR REWORK | 1.5 HRS @ $80 PER HR | GRAYBAR
CAD BOLT | 5/8" X 4 1/2" CAD BOLT | DEALERS
CAD BOLTS | Cad bolts 7/8" X 8" | SUMMIT
CAD BOLTS 2 | Cad bolts 3/4" X 7 1/2" | TEINERT META
CAD BOLTS 5/8" X 3 3/4" | (blank) | SUMMIT
CAD BOLTS 5/8" X 6" | (blank)
CAD BOLTS 7/8" X 5 1/2" | (blank) | VINSON PROCE
CAD CAP SCREW | 1 1/4-8 X 4 1/2 A193 B7 HEX CAP SCREW CA | CITY PIPE
CAD CAP SCREWS | 3/4" X 3 1/2" CAD PLATED CAP SCREW | CITY PIPE
CAD CAPSCREW | 3/4" X 3 1/2" GR 8 CAPSCREW | CITY PIPE
CAD PLATED STUD | 5/8" X 3 3/4" CAD PLATED STUD | CITY PIPE
CAD PLATED STUDS | 1 1/4 " X 8 1/2" CAD PLATED B7 STUDS W/2 NUTS | CITY PIPE
CAD STUD | 5/8in x 3-3/4in CAD PLATED B7 2H NUTS | CITY PIPE
CAD STUDS | 1 X 7 CAD PLATED A193 B7 W/ 2 HEX NUTS | CITY PIPE
CAD16M24SM | ERC 16M24SM 1-IN HGR&CLAMP | CITY PIPE
CAD812M24 | ERC 812M24 3/4 COND HGR&CLAMP | CITY PIPE
CAD812M24SM | CAD 812M24SM 3/4 HGR&CLAMP | CITY PIPE
CADBC812M | ERC BC812M 1/2-3/4 BEAM CLAMP | CITY PIPE
CADEMTC0200EG | ERC EMTC0200EG PIPE CLMP F/EMT | MCCARTY EQUI
CADF230000EG | ERC F230000EG 4-HOLE SPLC PLT/ | CITY PIPE
CADKX | CADKX ERC KX FLEX CONDUIT HANGER | DEALERS
CADL220000EG | CADL220000EG ERC L220000EG 4-HOLE CORNER A | DEALERS
CADSPRA0025EG | ERC SPRA0025EG 1/4 STRUT-NUT | DEALERS
CADSPRA0037EG | CADSPRA0037EG ERC SPRA0037EG 3/8 STRUT NUT | DEALERS
CAGES | Upper & Lower Cages 20592 | DEALERS
CAL DRV GEAR | ??? | DEALERS
CAL25 | Cal/Cert w/data | DEALERS
CALIBRATE AND CERTIFY | Calibrate and Certify | DEALERS
CALIBRATE CHART RECORDER | Calibrate Chart Recorder | DEALERS
CALIBRATE DIGITAL GAUGE | calibrate digital gauge Includes battery | DEALERS
CALIBRATE E&H MAG METERS | Repair/Calibration of (6) E&H Promag Meters 1. 7900F516000 2. 7900F616000 3. 7900F716000 4. 7900FA16000 5. 7900F916000 6. 7900F816000 | DAVIS & DAVI
CALIBRATE PROVERS | Calibrate Provers at SCS Shop in Big Springs 121849 WATERDRAW CALIBRATIONS ALL INCLUSIVE
CALIBRATION | $150 HOURLY RATE FOR CALIBRATION, 4.5 HRS | JM TEST SYST
CALIBRATION & CERT ONLY | (blank) | JM TEST SYST
CALIBRATION AND CERTIFICATION | SHAFT ALIGNMENT TOOL | JM TEST SYST
CALIBRATION CHARGE | Hourly Calibration Charge $160.00/hr for 10 hours per day for 2 days | JM TEST SYST
CALICHE | 91.70 Tons of Caliche | ENDRESS + HA
CAM GROOVE | 2in Adpt x FmNPT "A" Brass Cam Groove | BUREAU VERIT
CAM LOCK | 2 Aluminum Part A Camlock Female Pipe X Male Adapter | METER ENGINE
CAM LOCK REDUCER | 4 in Fem Coup X 2 in Male Adapter Alum Camlock Reducer | JM TEST SYST
CAM STRAP 218 | ??? | JM TEST SYST
CAMERA EQUIPMENT | Requested on SQ-660368 | CERTIFIED CA
CAMLOCK | ALUMINUM TYPE A CAMLOCK | CLINE CONSTR
CAMLOCK KIT | Dixon Bayco API Rack Coupler FKM-B seals W-S.S. HANDEL (5500-B-SS) X 4in MALE ALUM CAMLOCK ADAPTER BOLTED | MCCARTY EQUI
CAN LINER | ??? | HOSE OF SOUT
CANCELATION FEE | Fee to cancel original order | HOSE OF SOUT
CANCELLATION FEE | Cancellation Fee
CANOPY FAB | (blank) | CANAL ALARM
CANOPY FAB MATERIAL | All material on Quote #612202405 | CITY PIPE
CANOPY MATERIAL | (blank) | HOSE OF SOUT
CANOPY MATERIALS | All materials on Quote #408202401
CANOPY STRUCTURAL MATERIAL | All material on Quote #103202301 | VINSON PROCE
CANOPY/PANEL RACK FAB | (blank) | FLOW CONTROL
CAP | CAP- BW 4 STD A234 WPB DOMESTIC | ULTIMATE WEL
CAP SCEW | 5/8 X 2 1/2 GRADE CAP SCREW | TEINERT META
CAP SCEWS | 3/4" X 4" CAD PLATED CAP SCREW, 10 PITCH W/WASHERS AND LOCK NUTS | TEINERT META
CAP SCREW | 5/8 X 2 1/2 GRADE 8 CAP SCREW W 2 FLAT WASHERS AND 1 LOCKING NUT | TEINERT META
CAP SCREW GR8 | 5/8-11 X 2 1/4 HEX HEAD CAP SCREW GR8 | TEINERT META
CAP SCREW GRADE 8 | 3/4-10 X 2 1/4 HEX HEAD CAP SCREW GR8 COARSE THREAD YELLOW ZINC | ULTIMATE WEL
CAP SCREWS | 1 1/4"-8 X 4" A193 B7 HEX CAP SCREW ALLOY BLK | CITY PIPE
CAPACITOR KIT | CFW70044P0S4CAPKIT Capacitor Kit | CITY PIPE
CAPSCREW | 5/8" X 2 1/2" GRADE 8 YELLOW ZINC CAPSCREW | CITY PIPE
CAPSCREWS 1/2" X 3 | capscrews 1/2" x 3 W/Locking nut | CITY PIPE
CARB CLEANER | BERRYMANS B-12 AEROSOL CARB CLEANER | CITY PIPE
CARBIDE HOLE CUTTER 7/8" | (blank) | CITY PIPE
CARBON BID PACKAGE_8 & 24 INCH | GA for Summit Carbon Bid Package_8 & 24 inch | CITY PIPE
CARBON STEEL ENCLOSURE | WM202012NC WM 20X20X12 CARBON STEEL 7035 | SUMMIT
CARD | 2015193-006 RS485 CARD Javelin Energy order# 22396-02 & 22397-03 | CITY PIPE
CARLSBAD CANYON TAN | 1 KIT OF CARLSBAD CANYON TAN Quote# OE0109165A7443, OE0109166A7443, OE0109167A7443 | CITY PIPE
CARRYING CASE | YZ Model KK-1 Carrying Case | TOMMY WHITE
CARTRIDGE SEAL | CARTRIDGE SEAL | ELLIOTT ELEC
CARTRIDGE SEAL BIG BORE | Cartridge Seal Big Bore 1.750 CSSN | BARAK & BRAZ
CASE | CASE CARRY HYDRO TRIPLE 15" WALKER | AWC, INC
CASE GASKET | ANSI 10" MTX/LTX NASB CASE GASKET MPN: 34000050 | JET SPECIALT
CASE GASKETS | Case Gaskets Part # 0506 | THE SHERWIN
CAT 5 JUMPER CABLE | Cat 5 Jumper Cable | MILTON ROY L
CAT 6 MODULAR PLUG RJ45 25PC | CAT 6 MODULAR PLUG RJ45 25PC | STEALTH PUMP
CAT6 23G4PR GREEN | CAT6 23G4PR GREEN | STEALTH PUMP
CB7075X045 | 3/4in x 4-1/2in CAD PLATED B7 2H NUTS EA | WL WALKER CO
CC-39500 | Sugar, 16oz Canister, 24/cs | STEALTH PUMP
CC-39500 SUGAR | CC-39500 Sugar, 16oz Canister, 24/cs | PRICE PUMP
CCD S60700FD00 | CCD S60700FD00 *3/4IN SS316 FD SINGLE GANG DEVICE BOX | AWC, INC
CCD S60700LT00 | CCD S60700LT00 *3/4IN STAINLESS STEEL LINE TERMINATOR HUB | ELLIOTT ELEC
C-CHANNEL | 30' of 4 X .54 C-Channel *RED* | ELLIOTT ELEC
CCHM STG10 | CCHM STG10 4-IN ZINC INS GRD HUB ZINC; 4 IN; GRNDG; NEMA 2/3/3R/4/4X/12; APVL UL, CSA | MCCARTY EQUI
CCHM STG6 2 | CCHM STG6 2-IN ZINC INS GRD HUB ZINC; 2 IN; GRNDG; NEMA 2/3/3R/4/4X/12; APVL UL, CSA | THE PAINT
CCP6034BC | 60A 3W 3P NEMA4X PWRMATE PLUG | THE PAINT
CCS PRESSURE GAGE | CCS Model 646GE2 Pressure gage, 8-75 PSI set range | REXEL
CD-20 | 9A-50132307666 ASSEMBLY, DRIVE, CD-20, 24 VOLT DC | REXEL
CD-20 DRIVE | Clif Mock CD-20 Drive assembly 24VDC. | SUMMIT
CD-20 DRIVE ASSEMBLY | ??? | SUMMIT
CD-20 DRIVE ASSY | ??? | ELLIOTT ELEC
CD20, 24VDC SPEED CONTROL | 9A-50142307663 CD20, 24vdc speed control | CAMERON MEAS
CDL DRIVER | CDL Driver to Deliver/Return Whitewater Midstream Meter to CEESI | CAMERON MEAS
CDR6034 | 60A 3W 4P NEMA4X PWRMATE RCPT | CAMERON MEAS
CEESI CALIBRATION | 8" Daniel 3414 SCH 40 UNI USM 11+3 Calibration 100, 90, 80, 70, 50, 30, 20, 10, 5, 3, 1 + 70, 30, lOfps
CEMENT | BAG SACRETE CEMENT MIX
CEMENTITIOUS GROUT | (blank) | CAMERON MEAS
CENT-IMPELL | IMPELLER - MTX 1.5X3-13 CD4 10.75" IMPELLER TRIM | ULTIMATE WEL
CENTRIFUGAL PIPE SPOOL INSTALL | (blank) | ELLIOTT ELEC
Centrifugal Pump | ??? | COLORADO ENG
CENTRIFUGAL PUMP | ??? | TOMMY WHITE
CENTRIFUGE | CENTRIFUGE 12 V ELECTRIC HEAT 2 PLACE FOR SHORT CONE TUBES | S2W CONTRACT
CENTRIFUGE TUBE | CENTRIFUGE TUBE 200 PART SHORT CONE VERIFIED | STEALTH PUMP
CENT-UNIT-3 | ???
CERABAR S PMP71 #6000# | Cerabar S PMP71 #6000# 70146684 (PMP71-VBC1W62RDAAA) | ULTIMATE WEL
CERABAR S PMP71 30# | Cerabar S PMP71 600# 70146685 (PMP71-VBC1S62RDAAA)
CERABAR S PMP71 600# | Cerabar S PMP71 600# 70146685
CERT DGTL GAUGE 10K-25K PSI | (blank) | WL WALKER CO
CERT HYDROMETER | FACTORY CERT HYDROMETER API CF 15" 49/61 0-150 F (+ LABOR) | WL WALKER CO
CERT LABOR | TO CERTIFY @ 5 POINTS | ENDRESS + HA
CERT OF CAL WITH DATA | Certificate of Calibration w/ Data | ENDRESS + HA
CERTIFICATE OF ST HYDRO TEST | ??? | ENDRESS + HA
CERTIFICATES | ??? | JM TEST SYST
CERTIFICATION | Certification | WL WALKER CO
CERTIFICATION LABOR | TO CERTIFY @ 5 POINTS | WL WALKER CO
CERTIFIED DRAWING | ??? | METRIX
CERTIFY 3/4" DRIVE | 3/4" Drive
CERTIFY API HYDROMETER | (blank)
CERTIFY CHART RECORDER-PER PEN | Charts #8561 | JM TEST SYST
CERTIFY DGTL GAUGE 0-9999PSI | (blank) | WL WALKER CO
CERTIFY DGTL THERMOMETER | (blank)
CERTIFY DIGITAL THERMOMETER | Certify Digital Thermometers SN: 1-17539 and 1-17453 For Matt Getts | JM TEST SYST
CERTIFY ELECTRONIC EQUIPMENT | (blank) | JM TEST SYST
CERTIFY GAUGE | Certify Gauge | JM TEST SYST
CERTIFY GAUGE 0-9999 PSI | Certify Gauge 0-9999 psi | JM TEST SYST
CERTIFY GAUGE 10K-25K PSI | Certify Gauge 10K-25K psi | JM TEST SYST
CERTIFY HYDROMETER | Labor to Certify Hydrometer | JM TEST SYST
CERTIFY LABOR | TO CERTIFY HYDROMETER | JM TEST SYST
CERTIFY PROVING EQUIPMENT | Certify gauges, Hydrometer &Thermometer | JM TEST SYST
CERTIFY THERMOMETER 050619003 | Certify Thermometer SN 050619003 | JM TEST SYST
CERTIFY THERMOMETER 1-19027 | Certify Thermometer SN 1-19027 | JM TEST SYST
CERTIFY THERMOMETERS, GAUGES | Certify Thermometers, Gauges Order# 0377512 | JM TEST SYST
CERTIFY: 1/4", 3/8", 1/2" DRIVE | WO: 482476-002 SN: 0319602375 | WL WALKER CO
CERTIFY: 3/4" DRIVE TQ | (blank) | JM TEST SYST
CERTIFY: CHART RECORDER | (blank) | JM TEST SYST
CERTIFY: DGTL GAUGE 0-9999PSI | (blank) | JM TEST SYST
CERTIFY: ELECTRONIC EQUIPMENT | (blank) | JM TEST SYST
CERTIFY: GLASS THERMOMETER | (blank) | JM TEST SYST
CERTIFY: HRDROLIC DEAD WEIGHT | (blank) | JM TEST SYST
CERTIFY:DGTL GAUGE 10K-25K PSI | Work performed at JM Test - Odessa Lab WO 416144-001 SN 914314 | JM TEST SYST
CERTIFY:DGTL GUAGE 0-9999 PSI | (blank) | JM TEST SYST
CERTIFY:HYDRAULIC DEAD WEIGHT | (blank) | JM TEST SYST
CES ASMMANSS3V1 | Chemtec Low Cross Contamination Blocking Solenoid Manifold Model CESSAMMANBLKSS3V1- 00 - Including 3 Port Manifold, (3) CES Blocking Solenoids 24V Model EFX8263H192V, (1) 3/8” NPTF inlet and (3) 3/8” NPTF outlets. | JM TEST SYST
CES2213 | 2W 3P RCPT | JM TEST SYST
CES-ASMVRV3NOSWCH12 | Chemtec VR-22-P-V3 Piston Sample Grabber - Stainless Steel Body, Viton Elastomers, 300psi Rated, 150psi Differential (1-22cc adjustable) - Including Swagelok Ball Valve, ASCO 120V EXP 3-Way Solenoid, In-line Beveled Standard SS Probe (CUT FOR 12" PIPE). (Confirmation Switch Not Included). Marathon Zurich Sta. 24880-01 | JM TEST SYST
CES-SAMMANBLKSS2V1-00 | Chemtec Low Cross Contamination Blocking Solenoid Manifold - Including 2 Port Manifold, (2) CES Blocking Solenoids 120V Model EFLX8200H402-27157) (1) 3/8” NPTF inlet and (2) 3/8” NPTF outlets. Marathon Zurich Sta. 24880-01 | JM TEST SYST
CF54/100EZ | CF54/100EZ | JM TEST SYST
CFM300M355N2BAEZZZ | Quote 7211437 Ver:1 Micro Motion Elite Coriolis Meter, 3 inch, 316L Stainless Steel, 150# RFWN FLNG, 4-wire polyurethane-painted aluminum integral enhanced core processor for remote mount xmtrs. 1/2" NPT conduit connection, Class I Division I. | CHEMTEC
CFW110105T20N1Z | (blank) | CHEMTEC
CFW500E39P0T4DB20 | 30 HP VFD PN: CFW500E39P0T4DB20 Quotation #: 2002391861 | CHEMTEC
CG 50K | AMFI CG 50K .125-.650 CORD GRIP CONNECTOR KIT STEEL USA | ELLIOTT ELEC
CG5050S 1/2" PNK CRD GRP | Job # 21109-10 Charge back to moms meals | SUMMIT
CGB193 | 1/2" DIA MALE CORD GRIP (.250-.375) | MICRO MOTION
CGB194 | 1/2" DIA MALE CORD GRIP (.375-.500) | SUMMIT
CGB293 | 3/4" DIA MALE CORD GRIP (.250-.375) | SUMMIT
CGB294 | 3/4" DIA MALE CORD GRIP (3.75-.500) | SUMMIT
CGB296 | 6IN1 COMBINATION PLIERS | DEALERS
CGB397 | 1" DIA MALE CORD GRIP (.750 - .875) | ELLIOTT ELEC
CGB398 | CRS-H CGB398 1-IN .875-1.000 WT CON 1 NPT MALE CORD/CAB FTG NEO BUSH | ELLIOTT ELEC
CGB59 | CRS-H CGB599 1-1/2 1.000-1.188 CONN 1 1/2 NPT MALE CORD/CAB FTG NEO BUSH | ELLIOTT ELEC
CGB6913 | CRS-H CGB6913 2-IN 1.375-1.625 CONN MALE; RUGGED GALV ALUM ACRYLIC PAINTED FERALOY[R] BODY/GLAND NUT, NEO BUSH; CORD SIZE 1.375 TO 1 | ELLIOTT ELEC
C-H/WEST 10250T101 | C-H/WEST 10250T101 PUSHBUTTON OPERATOR 30.5MM, MOMENTARY, STANDARD BLACK BUTTON | ELLIOTT ELEC
C-H/WEST 10250T1C | C-H/WEST 10250T1C CONTACT BLOCK, 1-NO & 1-NC, FOR 30.5MM, CLEAR, PRES TERMINALS | ELLIOTT ELEC
C-H/WEST 10250T3 | C-H/WEST 10250T3 CONTACT BLOCK, 2-NC, FOR 30.5MM, PRESSURE TERMINALS | SUMMIT
C-H/WEST 10250T5 | C-H/WEST 10250T5 PUSH/PULL OPERATOR, 30.5MM, MAINTAINED, NEMA 4, 4X & 13 | SUMMIT
CH8L125RP | 1PH/CH LOADCNTR 125A MLO 8/16 CIR. CU BUS NEMA 3R | SUMMIT
CH8L125SP | 1 P0H/CH LOADCNTR 125A MLO 8/16 CIR. CU BUS SURFACE | ELLIOTT ELEC
CHANGE BATTERY | (blank) | ELLIOTT ELEC
CHANGE ORDER | Micro Motion Meter & Transmitter Expediting Charge. PO# 27413 x (10) 3 to ship on 3/4/24, 3 on 3/6/24, 3 on 3/8/24, and the last one on 3/11/24 | KNOWLTON AUT
CHANGE ORDER FEE | Change order Fee | MICRO MOTION
CHANGE ORDER REQUEST 2 | CO2: Provide Structural Loads/Moments on the foundations based on the weight distribution and wind loads | HATFIELD AND
CHANGEOVER CGA580 | Y11ASCP420R580-AG CHANGEOVER CGA580 STAINLESS STEEL TWO CYLINDER AS ENCLOSED 3000/200 1X1 36" HOSE Whitewater Midstream Job# 21399 | HPF CONSULTA
CHANNEL | 40' OF 6X10.5# CHANNEL *YELLOW* | AIRGAS USA
CHANNEL & SQ TUBING | All material on Quote #122202002 | TEINERT META
CHANNEL ADDER | LICKEY5700CONFIGCHB:LICENSE KEY, 5700 WITH CONFIG I/O HARDWARE FOR CHANNEL B. PROVIDE THE 5700 S/N, UNIQUE ID CODE (UID). THE UID CAN BE FOUND FROM THE TRANSMITTER DISPLAY BY SELECTING MENU / ABOUT / LICENSES | TEINERT META
CHANNEL C | LICKEY5700CONFIGCHC. Medallion 25310-01 | MICRO MOTION
CHANNEL D | LICKEY5700CONFIGCHD. Medallion 25310-02 | EMERSON PROC
CHANNEL INPUT | FS8DI-1, 8 Channel Discrete Input | EMERSON PROC
CHAODA-1-CSL-B-FP-RF-CF8M-12-G-N | 2" 150# RF Outlet x FF Inlet Swing Check Valve, CF8M Body & Cover, API Trim 12, NACE. Chaoda# 2” CHAODA-1-CSL-B-FP-RF-CF8M-12-G-N , Inlet modified to FF.
CHARGE FOR OT COOK | (blank) | TOTAL VALVE
Charge Pump | CURFLO ANSI 4X3-13" M3G2 CD4 PUMP IMPELLER TRIMMED TO 10.50" WITH AES ANSI+ CARTRIDGE SEAL DRIVEN BY A 15HP 1800RPM 3PH TEFC ELECTRIC MOTOR, SKID MOUNTED WITH TB WOODS COUPLING SET AND OSHA APPROVED COUPLING GUARD. DELIVERY: 14-21 DAYS | GEORGE BROTH
CHARGE PUMP | CURFLO ANSI 4X3-13" M3G2 CD4 PUMP IMPELLER TRIMMED TO 10.50" WITH AES ANSI+ CARTRIDGE SEAL DRIVEN BY A 15HP 1800RPM 3PH TEFC ELECTRIC MOTOR, SKID MOUNTED WITH TB WOODS COUPLING SET AND OSHA APPROVED COUPLING GUARD. DELIVERY: 14-21 DAYS | STEALTH PUMP
CHARGE PUMP @ 91 PSI | SKIDDED PUMP PACKAGE Skidded Pump and Motor Package Order Line Notes: LACT PUMP Conditions: 750BPH @ 111PSI -- 40.5API Crude Oil Pump: Sulzer ANSI CPE22-3E 4x3-10, Ductile Iron Impeller: 8.76" Seal: Single Cartridge, C/SC/Viton/316SS Motor: 60HP 3600RPM TEFC 3-Phase, Cl I Div II Coupling: Woods with Spacer Guard: Aluminum Non-Sparking Skid Mounted on Channel Steel Endeavor 22116-01 | STEALTH PUMP
CHARGE PUMP KINGHTEN | 4X6-13 MTI 40/18 UNIT CONSISITNG OF: CURFLO 4X6-13 MTX ANSI WCB (CARBON STEEL) CONSTRUCTION, 150# FF FLANGE 11.6875" CD4 IMP. TRIM, AFLAS CARTRIDGE SEAL DRIVEN BY 40HP, 1800RPM, 3PH, TEFC PREMIUM EFF. MOTOR, MOUNTED ON STEEL CHANNEL BASE, 5PC SPACER COUPLING, APPROVED GUARD. | ZONE INDUST
CHARGE PUMP KNIGHTEN | CHARGE PUMP CRUDE OIL 204GPM 50PSI / 152TDH 0.76 S.G 2X313 MTX 20HP UNIT CONSISITING OF: CURFLO 2X3-13 MTX WCB (CARBON STEEL) CONSTRUCTION, 150# FF FLANGE, 12.5" CD4 IMPELLER, 316SS SINGLE ALFAS CARTRIDGE SEAL, DRIVEN BY 20HP, 1800RPM, 3PH, TEFC, PREMIUM EFF. MOTOR, MOUNTED ON STEEL CHANNEL BASE, 5PC SPACER COUPLING, APPROVED GUARD. | KNIGHTEN MAC
CHARGE PUMP STEALTH | CHARGE PUMP: 20,000BPD@ 115PSI WITH LACT PRESSURE DROP TO 75PSI .80-.81SG CRUDE OIL CURVE# 23031-1 CURFLO ANSI 3X4-10 MTX DUPLEX CARBON STEEL PUMP WITH 9.500" IMPELLER TRIM AND ANSI+ CARTRIDGE SEAL DRIVEN BY A WEG 75HP 3600RPM 3PH TEFC ELECTRIC MOTOR SKID MOUNTED WITH OSHA APPROVED COUPLINGS AND COUPLING GUARD. | KNIGHTEN MAC
CHARGE TO EXPEDITE CUT | CHARGE TO EXPEDITE CUT | STEALTH PUMP
CHARGE, DAMPNER | (blank) | ELLIOTT ELEC
CHART RECORDER, DIGITAL | VX-DCR-5K-I-05-BT-2RTD CHART RECORDER, DIGITAL, 0 TO 5000 PSI, ISOLATED SENSOR, .05% FS, BLUETOOTH, 2 RTD INPUTS, INCLUDES HYDRO SOFTWARE, BATTERIES, NIST CERT & DATA, QUICK START GUIDE | STEALTH PUMP
CHECK SWING VALVE | VALVE- CHECK SWING 1 3000# THD FP CS BODY 316SS DISC CS SEAT NACE TRIM BALON 1F-C03-SE | JM TEST SYST
CHECK VALVE | 3/4" 200# SHARPE SS CHECK VALVE | CITY PIPE
CHECK VALVE KIT | KIT, 4" 600# WHEATLEY CS F.E. CHECK VALVE NACE TRIM MFG PN # 2 VITON 0 RINGS, 1 FOR THE CLAPPER SEAT (#) AND THE 0THER FOR THE C0VER (#) FOR 2890W | CITY PIPE
CHECK VALVES | 3" 600# wafer check valve | CITY PIPE
CHEMICAL STAND PAINT | PI IND EN SAFETY YELLOW | CITY PIPE
CHEMTEC VR-22-P-V3 | Chemtec VR-22-P-V3 Piston Sample Grabber - Stainless Steel Body, Viton Elastomers, 300psi Rated, 115 psi Differential (1-22cc adjustable) - Including Swagelok Ball Valve, ASCO 24VDC EXP 3-Way Solenoid, In-line Beveled Standard SS Probe (CUSTOMER TO CONFIRM MAIN LINESIZE ON PO). (Confirmation Switch Not Included). LEAD TIME APPROXIMATEL 2 -4 WEEKS. | THE SHERWIN
CHF115 | EATON TYPE CH BREAKER, 1-POLE 20 AMP | CHEMTEC
CHF120 | TYPE CHF BRKR 20A/1P 120/240V 10 KAIC | ELLIOTT ELEC
CHF130 | TYPE CHF BRKR 30A/1P 120/240V 10 KAIC | ELLIOTT ELEC
CHF250 | TYPE CHF BRKR 50A/2P 120/240V 10KAIC | ELLIOTT ELEC
CHG PUMP VFD | ??? | ELLIOTT ELEC
CHM1DU | 50A 1P 690V MODULAR FUSE HOLDER
CHOCKS | RC3CS-ACE | ELLIOTT ELEC
CHOCKS MOTOR | RC2S-H-ACE | MACHINERY MO
CHP12L125R | CH Loadcenter 125A MLO 12 space N3R | MACHINERY MO
CHQ120 | TYPE CHQ CLASSIFIED BRKR 20A/1 POLE 120/240V 10K | ELLIOTT ELEC
CI 1" QUADRANT | 1” NPT Quadrant Model SBRSSRGSRTT100, LEVER WHITEWATER 20517 & 20518 | ELLIOTT ELEC
CI 1/2-3000- WKM-310- 2168034 | VALVE, BALL, FLOATING, 1/2 IN (15 MM) X 1/2 IN (15 MM), B138-CS-43-CS FIGURE NUMBER, THREADED END (FXF), WKM, DYNASEAL, 310C5, 3000 PSI (206 BAR) MOP, 3000 PSI (206BAR) MOP AT MAX TEMP, CARBON STEEL BODY, CF8M/316 SS BALL, CARBON STEEL/ZINC PLATED STEM, ACETAL PLASTIC SEAT, WRENCH WITH LOCK DEVICE LESS LOCK, API 607, B16.34, -20 F (-29 C) - +220 F (+104C), ADJUSTABLE STEM PACKING WKM/310 WHITEWATER 20517 & 20518 | CI ACTUATION
CI 1-3000-WKM310-2168064 | VALVE, BALL, FLOATING, 1 IN (25 MM) X 1 IN (25 MM), B138-CS-43-CS FIGURE NUMBER, THREADED END (FXF), WKM, DYNASEAL, 310C5, 3000 PSI (206 BAR) MOP, 2719 PSI (187 BAR) MOP AT MAX TEMP, CARBON STEEL BODY, CF8M/316 SS BALL, CARBON STEEL/ZINC PLATED STEM, ACETAL PLASTIC SEAT, WRENCH WITH LOCK DEVICE LESS LOCK, API 607, B16.34, -20 F (-29 C) - +220 F (+104 C), ADJUSTABLE STEM PACKING WKM/310 WHITEWATER 20517 & 20518 | CI ACTUATION
CI 1-800 WARREN GATE VALVE | 1" 800# A105N/8 BB OS&Y GATE, HANDWHEEL NACE THD 851-T WHITEWATER 20517 & 20518 | CI ACTUATION
CI 2-600-WKM-320-RFFE | VALVE, BALL, FLOATING, 2 IN (50 MM) X 2 IN (50 MM), FLANGED RAISED FACE, WKM 320F, ANSI 600 (20 PN), 1500 PSI (103 BAR) MOP, 750 PSI (52 BAR) MOP AT MAX TEMP, TRIM 24-CTF-24, CARBON STEEL BODY, CARBON STEEL/ENP BALL, CARBON STEEL/ENP STEM, HI-PERFORMANCE PTFE SEAT, PTFE PACKING, WRENCH WITH LOCK DEVICE LESS LOCK, API 607, B16.34, NACE, -20 F (-29 C) - +300 F (+149 C), LONG PATTERN, ADJUSTABLE STEM PACKING, P/N 2398034-3114112 WHITEWATER 20517 & 20518 | CI ACTUATION
CI 3/4-3000- WKM-310- 2168044 | VALVE, BALL, FLOATING, 3/4 IN (20 MM) X 3/4 IN (20 MM), B138-CS-43-CS FIGURE NUMBER, THREADED END (FXF), WKM, DYNASEAL, 310C5, 3000 PSI (206 BAR) MOP, 3000 PSI (206 BAR) MOP AT MAX TEMP, CARBON STEEL BODY, CF8M/316 SS BALL, CARBON STEEL/ZINC PLATED STEM, ACETAL PLASTIC SEAT, WRENCH WITH LOCK DEVICE LESS LOCK, API 607, B16.34, -20 F (-29 C) - +220 F (+104 C), ADJUSTABLE STEM PACKING WKM/310 WHITEWATER 20517 & 20518 | CI ACTUATION
CI 4-600 NEWCO SWING CHECK | 4 NEWCO 36F-CB4/2-NC SWING CHECK 600# RF FLGD WCB TRIM 12, ROUND BOLTED COVER, RING JOINT GASKET, NACE WHITEWATER 20517 & 20518 | CI ACTUATION
CI 4-600-DBBPLUG | 4" 600# DOUBLE BLOCK AND BLEED VALVE, RAISED FACE FLANGED ENDS, WCB BODY, D.I.-ENP TRIM, VITON SEALS, STANDARD DTR RELIEF ARRANGEMENT, GEAR OPERATED, #D741-301 GO, TORQUE: 38 FT. LBS., TURNS: 16 WHITEWATER 20517 & 20518 | CI ACTUATION
CI 6-600 NEWCO SWING CHECK | 6 NEWCO 36F-CB4/2-NC SWING CHECK 600# RF FLGD WCB TRIM 12, ROUND BOLTED COVER, RING JOINT GASKET, NACE WHITEWATER 20517 & 20518 | CI ACTUATION
CI 6-600-DBBPLUG | 6" 600# DBB PLUG VALVE GEAR OPERATED, REDUCED PORT, TEMP. LIMITS: - 20/+350 DEG. F, BODY MATERIAL: ASTM A216 WCC, BODY PLATING: 3 MIL. CHROME PLATED, PLUG MATERIAL: ASTM A216 WCB, PLUG PLATING: 1 MIL ENP, BONNET MATERIAL, ASTM A36, LOWER PLATE MATERIAL: ASTM A36, STEM MATERIAL: ASTM A216 WCB, SLIP MATERIAL: ASTM A536 GR 80-55-06 DI, SLIP SEAL MATERIAL: VITON 90 DUROMOETER, O-RING MATERIAL: VITON 90 DUROMETER, GASKET MATERIAL: GRAPHITE, PACKING MATERIAL: GRAPHITE, GLAND MATERIAL: TYPE 2 NI-RESIST/A487-CA6NM, BOLTING MATERIAL: ASTM A193-B7/A194-2H, END CONNECTION: FLANGED RAISED FACE, FLANGE FINISH: 125-250 AARH, INDUSTRY STANDARD: ASME B16.34, BLEED SYSTEM: DTR W/ MANUAL BLEED VALVE, BLEED MATERIAL: CARBON STEEL, BLEED SYSTEM ORIENTATION: UPSTREAM: PIPE PLUGS: CARBON STEEL, GEAR OPERATOR MODEL: 751, TESTING STANDARD: API6D, PAINT: RED OXIDE PRIMER, END TO END: 22 INCHES, TORQUE: 117 FT. LBS. TURNS: 29, FACTORY NEW WHITEWATER 20517 & 20518 | CI ACTUATION
CI 6-600-WKM- 370D6- 23654 | 6" X 6" 600# WKM 370D6 BALL VALVE, 2 PIECE TRUNNION RAISED FACED FLANGED ENDS, FULL PORT, 1500 PSI MOP, 1477 MOP AT MAX. TEMP., TRIM 24-YRF-24, CARBON STEEL BODY, CARBON STEEL/1 MIL ENP BALL, CARBON STEEL/1 MIL ENP STEM, CARBON STEEL SEAT, NYLON SEAT SEAL, HNBR SEALS, LESS GEAR WITH MOUNTING PLATE, NACE, API 607, API 6D, API 598, TEMP RATING -20F TO +250F, LONG PATTERN MODIFICATIONS:NONE ACTUATOR: BETTIS EM830F-30-C7-02-700 ELECTRIC ACTUATOR (700 = (2) WIRE CONTROL RELAY 24VDC COIL/ ENERGIZE COIL FOR CW, 115VAC, NEMA 4 & 7, 30 SECOND OPERATION TIME, MAX TORQUE IS 10,000 INCH LBS) COMPLETE WITH HARDWARE. ASSEMBLED AND CYCLED ON TO THE 6",600# WKM BALL VALVE. WHITEWATER 20517 & 20518 | CI ACTUATION
CI 6-600-WKM- 370D6- 2365472 | 6" X 6" 600# WKM 370D6 BALL VALVE, 2 PIECE TRUNNION RAISED FACED FLANGED ENDS, FULL PORT, 1500 PSI MOP, 1477 MOP AT MAX. TEMP., TRIM 24-YRF-24, CARBON STEEL BODY, CARBON STEEL/1 MIL ENP BALL, CARBON STEEL/1 MIL ENP STEM, CARBON STEEL SEAT, NYLON SEAT SEAL, HNBR SEALS, WORM GEAR OPERATOR WITH LOCKING DEVICE LESS LOCK, NACE, API 607, API 6D, API 598, TEMP RATING -20F TO +250F, LONG PATTERN WHITEWATER 20517 & 20518 | CI ACTUATION
CI REMAN* 4- 600 FISHER V200 | V200 W/ TCM SEAL REMAN VALVE 4" 600# RF WAFER STYLE FISHER V200, CS BODY, SST BALL, 3/4" NITRONIC 50 ** DD ** SHAFT, TCM BALL SEAL, CLASS VI SHUTOFF, COMP PACKING AND GASKETS, SUB ASSY ONLY. MAX BREAKOUT TORQUE FOR 740 PSID SHUTOFF = 454 INCH POUNDS (NEW) ACTUATOR: BETTIS EM510M-07-C7-02-137 (NEMA 4 & 7, 7 SECOND OPERATION TIME, 115VAC, 137 = MODULATING: (INCLUDES: 4-20MA POSITIONER FACTORY SETTING FOR 4MA = CCW & FAIL = CW, BRAKE, POTENTIOMETER, AND TRANSMITTER) ELECTRIC ACTUATOR COMPLETE WITH HARDWARE. ASSEMBLED AND CYCLED ON TO THE 4",600# FISHER VALVE. WHITEWATER 20517 & 20518 | CI ACTUATION
CIMAREX FIELD JOB | Cimarex Field Job | CI ACTUATION
CIMR-PU4A0103FAA | ??? | ULTIMATE WEL
CIP AREAL20326 200A 2W3P ARKTE RCPT ASSY | REF QUOTE 2002662078 LINE 340
CIRCLE CLIP | ??? | SUMMIT
CIRCUIT BREAKER | 185100BP
CIRCUIT BREAKERS | CIR BRKR THRM 10A 24VDC SLD SWCH | FENDER
CIRCUIT FABRICATION KIT | PETK-1D Kit Kit Circuit Fabrication for BSX, RSX and VSX. Division areas P/N CUSTNGCACCREF QUOTE 2022063WTJDJob 22443
CITY TAXES | (blank) | SOUTHERN PET
CKT BREAKER - 15A/120VAC C1D2 | AWC PN PX 2907197HMC 11 120AC 15A C1D2MFG PHOENIX CONTACTMFG PN 2907197REF LINE 2 OF QUOTE 2388714 | CUMMINS SALE
CLAMP | Spring steel beam clamp for 1/4 and 3/8 inch threaded rod. Clamp has a static load of 100 pounds | AWC, INC
CLAMP AND COIL | Item# 08815NV F SC-47CC/CLMP SCULCON Box Blk Coil 32' | GRAYBAR
CLAMP GUIDE | CBTY 2 1/4", 3/8 BLT ZN PLT CLAMP GUIDE W/HARDWARE
CLAMP TEMPERATURE SENSOR | Rosemount 0085 Pipe Clamp Temperature Sensor 0085N3P1J0080U0508AXAE5 | ELLIOTT ELEC
CLAMPS | 3/4 in. zinc plated steel 2-piece pre-assembled EMT conduit clamp, 16 ga. Attaches conduit, flexible conduit or cables to standard strut channels. | EMERSON PROC
CLEAN & QUOTE SPOOLS | CLEAN AND COAT: C-1660 INTERNAL MANIFOLD CONSISTING OF: 2-6“ 300# FLG, 1-6” X 7‘ NIP, 1-6“ X 5‘ 3“ NIP, 1-6” 90 MANIFOLD CONSISTING OF: 2-6“ 300# FLG, 1-6” X 14’ NIP, 1-1” TOL, 1-1“ 300# FLG, 1-1” WOL MANIFOLD CONSISTING OF: 2-6“ 150# FLG, 1-6” 90 CHARGE TO GRIND SCS Prover Job# 19008-10 | GRAYBAR
CLEAN AND COAT C-1660 INTERNAL | Clean and Coat Prover Pipe C-1660 Internal | LONGHORN
CLEAN OUT DIESEL | Clean out Diesel ticket# 6019 | LONGHORN
CLEAN UP SPILL | Clean up spill and mileage per Invoice# 11866 | ASAP OILFIEL
CLEANED UNIT & REASSEMBLED | GP 6 Photo Pulser# 2019 Cleaned unit and reassembled. Power check ok, P-test ok. Prover ok. Pig tail OK. Unit tests ok | ASAP OILFIEL
CLEANER | BERRYMANS B-12 AEROSOL CARB CLEANER | A PLUS CONTR
CLEAR GLASSES | Job # 21109-10 Charge back to moms meals | TOMMY WHITE
CLEAR WIRE LUB | PWTR CLR 128 Gal Clear Wire Lub | RAM TOOL
CLIF MOCK 9A-501 | U.22 Union Adapter With 2" 600# RF FLG | DEALERS
CLIF MOCK C-22 PROBE 20" | CAMERON 9A-50132151092 SAMPLER PROBE, C22, 20 IN. EXTENSION, 1 PIECE BODY | CAMERON MEAS
CLIF MOCK C-22 PROBE 26" | 60CF-0851 CAMERON 9A-50132150260 MODEL C-22 SAMPLE PROBE SS CONSTRUCTION 26" EXT LENGTH | CAMERON MEAS
CLIF MOCK CD-20 DRIVE 24V | 60CF-0866 CAMERON 9A-50132307666CD-20 DRIVE ASSEMBLY 24VDC
CLIF MOCK CD20A | CD20A 115V 9A-50132381534 | CAMERON MEAS
CLIF MOCK PEV: 9A | PEV: 9A-50132150403 | CAMERON MEAS
CLIF MOCK PEV-3C VALVE | 60CF-0855 CAMERON 9A-50132150403 PEV-3C pressure equalizing valve SS 1500 PSI | CAMERON MEAS
CLIF MOCK SYSTEM | ??? | CAMERON MEAS
CLIF MOCK TRUE CUT MODEL PEV-3C | 9A-50132150403 Clif Mock "True Cut" model PEV-3C Pressure equalizing valve P/N 50132150403 As Follows: Stainless Steel construction Rated 1500 psi Two (2) 1/4" NPT connections for sample inlet,&balance line & 1/8" NPT sample outlet. Unit connects between the probe outlet and the sample receptacle inlet port
CLIF MOCK U-22 UNION 2" | 9A-50132200406 ADAPTER, UNION, U-22, 2 IN., CL600 RAISED FACE CARBON STEEL FLANGE END CONNECTION | CAMERON MEAS
CLM-1000 | GRN CLM-1000 CABLE LENGTH METER | CAMERON MEAS
CLMP & CA ASSY,GND | 31766M2 CLMP & CA ASSY,GND CA,BLK,COIL,50' | SUMMIT
CLOSURE | TUBE TURNS CLOSURE | SCULLY SIGNA
CLOSURE CONVERSION | Convert 36” CL150H from SO#72291 from LH hinge to RH hinge
CLRSHLD WBCLRSLR WLK | (blank) | JAMISON PROD
CMF 200 | CMF200M418N2BAEZZZ CMF200M MICRO MOTION ELITE CORIOLIS METER, 2 INCH (DN50), 316L STAINLESS STEEL 418 Process Connections: 2-inch CL150 ASME B16.5 F316/F316L Weld neck flange Raised face N Case Options: Standard pressure containment 2 Electronics Interface: 4-wire polyurethane-painted aluminum integral enhanced core processor for remote mount transmitters B Conduit Connections: 1/2-inch NPT - no gland A Approvals: CSA (US and Canada): Class I, Div 1 E Language: English installation manual Z Calibration Options: 0.10% mass flow and 0.0005 g/cc density calibration Z Measurement Application Software: No measurement application software Z Factory Options: Standard product Emerson Proposal: 11750688 Ver:1 | THE SHERWIN
CMF 300 | CMF300M355N2BAEZZZ CMF300M MICRO MOTION ELITE CORIOLIS METER, 3 INCH (DN80), 316L STAINLESS STEEL 355 Process Connections: 3-inch CL150 ASME B16.5 F316/F316L Weld neck flange Raised face N Case Options: Standard pressure containment 2 Electronics Interface: 4-wire polyurethane-painted aluminum integral enhanced core processor for remote mount transmitters B Conduit Connections: 1/2-inch NPT - no gland A Approvals: CSA (US and Canada): Class I, Div 1 E Language: English installation manual Z Calibration Options: 0.10% mass flow and 0.0005 g/cc density calibration Z Measurement Application Software: No measurement application software Z Factory Options: Standard product | MICRO MOTION
CMF 300 METER | MICRO MOTION ELITE CORIOLIS METER, 3 INCH (DN80), 316L STAINLESS STEEL CMF300M355N2BAEZZZ CMF300M MICRO MOTION ELITE CORIOLIS METER, 3 INCH (DN80), 316L STAINLESS STEEL 355 Process Connections: 3-inch CL150 ASME B16.5 F316/F316L Weld neck flange Raised face N Case Options: Standard pressure containment 2 Electronics Interface: 4-wire polyurethane-painted aluminum integral enhanced core processor for remote mount transmitters B Conduit Connections: 1/2-inch NPT - no gland A Approvals: CSA (US and Canada): Class I, Div 1 E Language: English installation manual Z Calibration Options: 0.10% mass flow and 0.0005 g/cc density calibration Z Measurement Application Software: No measurement application software Z Factory Options: Standard product. EVX 20616 | MICRO MOTION
CMF200 | MICRO MOTION ELITE CORIOLIS METER, 2 INCH (DN50), 316L STAINLESS STEEL CMF200M418NRAAEZZZ CMF200M MICRO MOTION ELITE CORIOLIS METER, 2 INCH (DN50), 316L STAINLESS STEEL 418 Process Connections: 2-inch CL150 ASME B16.5 F316/F316L Weld neck flange Raised face N Case Options: Standard pressure containment R Electronics Interface: 9-wire polyurethane-painted aluminum J-box A Conduit Connections: No gland A Approvals: CSA (US and Canada): Class I, Div 1 E Language: English installation manual Z Calibration Options: 0.10% mass flow and 0.0005 g/cc density calibration Z Measurement Application Software: No measurement application software Z Factory Options: Standard product | MICRO MOTION
CMF200 MICRO MOTION | ??? | MICRO MOTION
CMF200M | CMF200M418N2BAEZZZ CMF200M MICRO MOTION ELITE CORIOLIS METER, 2 INCH (DN50), 316L STAINLESS STEEL 418 Process Connections: 2-inch CL150 ASME B16.5 F316/F316L Weld neck flange Raised face N Case Options: Standard pressure containment 2 Electronics Interface: 4-wire polyurethane-painted aluminum integral enhanced core processor for remote mount transmitters B Conduit Connections: 1/2-inch NPT - no gland A Approvals: CSA (US and Canada): Class I, Div 1 E Language: English installation manual Z Calibration Options: 0.10% mass flow and 0.0005 g/cc density calibration Z Measurement Application Software:
CMF200M418N2BAEZZZ | Micro Motion Meter 2" | MICRO MOTION
CMF200M418NRAAEZZZ | CMF200M MICRO MOTION ELITE CORIOLIS METER, 2 INCH (DN50), 316L STAINLESS STEEL 418 Process Connections: 2-inch CL150 ASME B16.5 F316/F316L Weld neck flange Raised face N Case Options: Standard pressure containment R Electronics Interface: 9-wire polyurethane-painted aluminum J-box A Conduit Connections: No gland A Approvals: CSA (US and Canada): Class I, Div 1 E Language: English installation manual Z Calibration Options: 0.10% mass flow and 0.0005 g/cc density calibration Z Measurement Application Software: No measurement application software Z Factory Options: Standard product
CMF200M419NRAAEZZZ | ??? | EMERSON PROC
CMF200M420N2BAEZZZ | MICRO MOTION ELITE CORIOLIS METER, 2 INCH (DN50), 316L STAINLESS STEEL CMF200M420N2BAEZZZ
CMF300 | MICRO MOTION ELITE CORIOLIS METER, 3 INCH (DN80), 316L STAINLESS STEEL CMF300M355N2BAEZZZ Quote 9998960 Ver:1 | EMERSON PROC
CMF300 CORIOLIS METER | MICRO MOTION ELITE CORIOLIS METER, 3 INCH (DN80), 316L STAINLESS STEEL CMF300M355NRAAEZZZ CMF300M MICRO MOTION ELITE CORIOLIS METER, 3 INCH (DN80), 316L STAINLESS STEEL 355 Process Connections: 3-inch CL150 ASME B16.5 F316/F316L Weld neck flange Raised face N Case Options: Standard pressure containment R Electronics Interface: 9-wire polyurethane-painted aluminum J-box A Conduit Connections: No gland A Approvals: CSA (US and Canada): Class I, Div 1 E Language: English installation manual Z Calibration Options: 0.10% mass flow and 0.0005 g/cc density calibration Z Measurement Application Software: | MICRO MOTION
CMF300 METER | MICRO MOTION ELITE CORIOLIS METER, 3 INCH (DN80), 316L STAINLESS STEEL CMF300M355N2BAEZZZ | MICRO MOTION
CMF300 MICRO MOTION | CMF300M355N2BAEZZZ CMF300M MICRO MOTION ELITE CORIOLIS METER, 3 INCH (DN80), 316L STAINLESS STEEL 355 Process Connections: 3-inch CL150 ASME B16.5 F316/F316L Weld neck flange Raised face N Case Options: Standard pressure containment 2 Electronics Interface: 4-wire polyurethane-painted aluminum integral enhanced core processor for remote mount transmitters B Conduit Connections: 1/2-inch NPT - no gland A Approvals: CSA (US and Canada): Class I, Div 1 E Language: English installation manual Z Calibration Options: 0.10% mass flow and 0.0005 g/cc density calibration Z Measurement Application Software: No measurement application software Z Factory Options: Standard product | MICRO MOTION
CMF300 MICRO MOTION METER | MICRO MOTION ELITE CORIOLIS METER, 3 INCH (DN80), 316L STAINLESS STEEL CMF300M355N2BAEZZZ | MICRO MOTION
CMF300 MM | CMF300M355N2BAEZZZWM CMF300M MICRO MOTION ELITE CORIOLIS METER, 3 INCH (DN80), 316L STAINLESS STEEL 355 Process Connections: 3-inch CL150 ASME B16.5 F316/F316L Weld neck flange Raised face N Case Options: Standard pressure containment 2 Electronics Interface: 4-wire polyurethane-painted aluminum integral enhanced core processor for remote mount transmitters B Conduit Connections: 1/2-inch NPT - no gland A Approvals: CSA (US and Canada): Class I, Div 1 E Language: English installation manual Z Calibration Options: 0.10% mass flow and 0.0005 g/cc density calibration Z Measurement Application Software: No measurement application software Z Factory Options: Standard product WM Special Tests and Certificates: Tag for US NTEP certified applications. 20636-05 & 08 | EMERSON PROC
CMF300 MM METER | MICRO MOTION ELITE CORIOLIS METER, 3 INCH (DN80), 316L STAINLESS STEEL CMF300M355N2BAEZZZ | MICRO MOTION
CMF300 MMM | MICRO MOTION ELITE CORIOLIS METER, 3 INCH (DN80), 316L STAINLESS STEEL CMF300M355N2BAEZZZ | MICRO MOTION
CMF300M | CMF300M355N2BAEZZZ CMF300M MICRO MOTION ELITE CORIOLIS METER, 3 INCH (DN80), 316L STAINLESS STEEL 355 Process Connections: 3-inch CL150 ASME B16.5 F316/F316L Weld neck flange Raised face N Case Options: Standard pressure containment 2 Electronics Interface: 4-wire polyurethane-painted aluminum integral enhanced core processor for remote mount transmitters B Conduit Connections: 1/2-inch NPT - no gland A Approvals: CSA (US and Canada): Class I, Div 1 E Language: English installation manual Z Calibration Options: 0.10% mass flow and 0.0005 g/cc density calibration Z Measurement Application Software: No measurement application software Z Factory Options: Standard product | EMERSON PROC
CMF300M MMM | MICRO MOTION ELITE CORIOLIS METER, 3 INCH (DN80), 316L STAINLESS STEEL CMF300M355N2BAEZZZ | MICRO MOTION
CMF300M355N2BAEZZZ | CMF300M355N2BAEZZZ | EMERSON PROC
CMF300M355N2BAEZZZ METER | MICRO MOTION ELITE CORIOLIS METER, 3 INCH (DN80), 316L STAINLESS STEEL CMF300M355N2BAEZZZ | MICRO MOTION
CMF300M355N2BAEZZZ NUSTAR | MICRO MOTION ELITE CORIOLIS METER, 3 INCH (DN80), 316L STAINLESS STEEL CMF300M355N2BAEZZZ | MICRO MOTION
CMF300M355N2BAEZZZWM | MICRO MOTION ELITE CORIOLIS METER, 3 INCH (DN80), 316L STAINLESS STEEL CMF300M355N2BAEZZZWM | MICRO MOTION
CMF300M355NRAAEZZZ | MICRO MOTION ELITE CORIOLIS METER, 3 INCH (DN80), 316L STAINLESS STEEL CMF300M355NRAAEZZZ | MICRO MOTION
CMF300M356N2BAEZZZ | MICRO MOTION ELITE CORIOLIS METER, 3 INCH (DN80), 316L STAINLESS STEEL CMF300M356N2BAEZZZ | EMERSON PROC
CMF300MF25N2BAEZZZ | ??? | MICRO MOTION
CMF350M435N2BAEZZZ | MICRO MOTION ELITE CORIOLIS METER, 4 INCH (DN100), 316L STAINLESS STEEL CMF350M435N2BAEZZZ
CMF400 | CMF400M437N2BAEZZZ CMF400M MICRO MOTION ELITE CORIOLIS METER, 4-6 INCH (DN100-DN150), 316L STAINLESS STEEL 437 Process Connections: 4-inch CL600 ASME B16.5 F316/F316L Weld neck flange Raised face N Case Options: Standard pressure containment 2 Electronics Interface: 4-wire polyurethane-painted aluminum integral enhanced core processor for remote mount transmitters B Conduit Connections: 1/2-inch NPT - no gland A Approvals: CSA (US and Canada): Class I, Div 1 E Language: English installation manual Z Calibration Options: 0.10% mass flow and 0.0005 g/cc density calibration Z Measurement Application Software: No measurement application software Z Factory Options: Standard product | MICRO MOTION
CMF400 CORIOLIS METER | MICRO MOTION ELITE CORIOLIS METER, 4-6 INCH (DN100-DN150), 316L STAINLESS STEEL CMF400M437N2BAEZZZ CMF400M MICRO MOTION ELITE CORIOLIS METER, 4-6 INCH (DN100-DN150), 316L STAINLESS STEEL 437 Process Connections: 4-inch CL600 ASME B16.5 F316/F316L Weld neck flange Raised face N Case Options: Standard pressure containment 2 Electronics Interface: 4-wire polyurethane-painted aluminum integral enhanced core processor for remote mount transmitters B Conduit Connections: 1/2-inch NPT - no gland A Approvals: CSA (US and Canada): Class I, Div 1 E Language: English installation manual Z Calibration Options: 0.10% mass flow and 0.0005 g/cc density calibration Z Measurement Application Software: No measurement application software Z Factory Options: Standard product | MICRO MOTION
CMF400 MICRO MOTION METER | MICRO MOTION ELITE CORIOLIS METER, 4-6 INCH (DN100-DN150), 316L STAINLESS STEEL CMF400M437N2BAEZZZ | MICRO MOTION
CMF400 MICROMOTION METER | MICRO MOTION ELITE CORIOLIS METER, 4-6 INCH (DN100-DN150), 316L STAINLESS STEEL CMF400M436N2BAEZZZ quote 4504814 ver 5 | MICRO MOTION
CMF400M | MICRO MOTION ELITE CORIOLIS METER, 4-6 INCH (DN100-DN150), 316L STAINLESS STEEL CMF400M453N2BAEZZZ | MICRO MOTION
CMF400M435N2BAEZZZ | ??? | EMERSON PROC
CMF400M437N2BAE2ZZ | ???
CMF400M45IN2BAEZZZ | ???
CMFS150M | CMFS150M419N2BAEKZZ CMFS150M MICRO MOTION ELITE CORIOLIS METER, 1 1/2 INCH (DN40), 316L STAINLESS STEEL 419 Process Connections: 2-inch CL300 ASME B16.5 F316/F316L Weld neck flange Raised face N Case Options: Standard case (300-Series Stainless Steel) 2 Electronics Interface: 4-wire polyurethane-painted aluminum integral enhanced core processor for remote mount transmitters B Conduit Connections: 1/2-inch NPT - no gland A Approvals: CSA (US and Canada): Class I, Division 1, Groups C and D E Language: English installation manual K Calibration Options: 0.10% mass flow and 0.0005 g/cc density calibration liquid Z Measurement Application Software: No measurement application software Z Factory Options: Standard product
CMFS150M418N2BAEKZZ | MICRO MOTION ELITE CORIOLIS METER, 2 INCH (DN50), 316L STAINLESS STEEL CMFS150M418N2BAEKZZ | MICRO MOTION
CN15AN2AB | NEMA OPEN 2P CONTACTOR SZ 00 120V COIL | MICRO MOTION
CN308-5/8-11-T | 5/8"-11 Taper Hand Tap | ELLIOTT ELEC
CNXG0-7/32 | 7/32" BlackGold Jobber drill bit | MCCARTY EQUI
CNXG12-17/32 | 17/32 BlackGold S&D Drill Bit, | MALCOM SUPPL
CNXGO-1/4 | 1/4" BlackGold Jobber drill bit | MCCARTY EQUI
CNXGO-11/32 | 11/32in BlackGold Jobber Drill Bit | MALCOM SUPPL
CNXGO-3/16 | 3/16"BlackGold Jobber drill bit | MALCOM SUPPL
CNXGO-3/26 | 3/16in BlackGold Jobber Drill Bit | MALCOM SUPPL
CNXGO-3/8 | 3/8in BlackGold Jobber Drill Bit | MALCOM SUPPL
CO GMA-10-R | GMA 10A BUSS FUSE | MALCOM SUPPL
CO GMA-2-R | GMA 2A BUSS FUSE | AWC, INC
CO GMA-500-R | GMA 500mA BUSS FUSE | AWC, INC
CO GMA-5-R | GMA 5A BUSS FUSE | AWC, INC
CO GMA-63-R | GMA 63mA BUSS FUSE | AWC, INC
CO GMD-2-R | GMD 2A BUSS FUSE | AWC, INC
CO JJS-15 | TRON FAST ACTING FUSE CLASS T | AWC, INC
CO LP-CC-10 | Cooper Industries LOW PEAK CC TIME DELAY | AWC, INC
CO4 | CUTTING OIL | AWC, INC
CO500E2A | 500 VA TYPE MTE CONTROL TRANSFORMER | SUMMIT
COALESCER FILTER | NGL COALESCER FILTER, HV-LL330-IO-C-HH080-14 ASME SEC VIII CODE VESSEL, 36" O.D., 120" S/S, 1480 PSIG DESIGN AT 100 DEG F, 1458 GPM, W/ 8" ID X 120" SUMP, PAINT PER WWM SPEC INCLUDES QTY 14 - LLS06360-LNGC-22.0028 ENVISION ELEMENTS INCLUDES QTY 14 - HB-06360-06-S-10268 CAGE, O-RING SEALING, 304L SS REFER TO PROPOSAL 22.0028 | ELLIOTT ELEC
COALESCING ELEMENT | 43-1103 | TRANSCEND
COARSE THREAD HEX BOLTS | 20MM X 80MM COARSE THREAD HEX BOLTS | GARDEN DENVE
COAT 3"/4" SCS BASKETS | COAT STRAINER BASKETS | CITY PIPE
COAT 6" BASKETS | COAT 6" STRAINER BASKETS | NORTH BASIN
COAT 6" BLIND FLANGE | Coat RF of Blind Flange except 1" of the outside of the RF | NORTH BASIN
COAT BASKETS | COAT 3"/4" SCS BASKETS | NORTH BASIN
COAT PIPE SPOOLS | Coat Spools EVX Job# 22284 | NORTH BASIN
COAT SAMPLE POT | Sandblast and powder coat sample pots ID corvel | ALCOM
COAT SAMPLE POTS | Coat Sample Pots | ALCOM
COAT SAMPLE POTS 15 GAL | Coat Sample Pots 15 Gal | ALCOM
COAT STOCK SAMPLE POTS | Coat Stock Sample Pots | ALCOM
COAT STRAINER BASKETS | Powder Coat Corvel ECA Stainless Steel Basket | ALCOM
COATED GLOVE | G-TEK MAXIFLEX FOAM COATED GLOVE #217-34-876S/876XL | NORTH BASIN
COATING | GREEN EPOXY COATING | JET SPECIALT
COATING SERVICES | All coating services as specified on Invoice #111073 | TOMMY WHITE
COAX RG6U60R | WIRE COAX RG6U60R 18AWG 60% AL SHLD RISER 1000FT | NORTH BASIN
COBRA PLR CHANEL LOCKS | Job # 21109-10 Charge back to moms meals | SUMMIT
CODE TAPE 8EA | Job # 21109-10 Charge back to moms meals | DEALERS
COIL | COIL FREEDOM SIZE 1-2 120V/60HZ | DEALERS
COLD GALVANIZE | 16 OZ ZINC-IT INSTANT COLD GALVANIZE | ELLIOTT ELEC
COLLAR | 3" 3000# FS COLLAR | ELLIOTT ELEC
COLLATERAL DESIGN SERVICES | Collateral Design Services - One-Time Trade Show Booth Backdrop, 3 Banner Stands, Tablecloth | TOMMY WHITE
COLOR RAGS | Job# 21109-10 Charge back to moms meals | MARKETING RE
COMBO MACH SCR 200EA | Job # 21109-10 Charge back to moms meals | DEALERS
COMMISSIONING | Est. Time and Materials - Commissioning a. 1ea. Startup Engineer for 5 – 8 hour days plus travel and expenses. i. Loop Checks ii. Functional Checks iii. Startup Support b. All weekend hours and hours on weekdays over 8 hours will be billed as overtime. c. Budget overruns caused by the installation or availability of the equipment or production schedules would be billed per our current rate sheet | DEALERS
COMPLETE BASEPLATE | Complete baseplate, coupling, and coupling guard ready to accept GB41445/100hp motor | SHERMCO SYST
COMPLETE SEAL CHANGE | COMPLETE SEAL CHANGE | VIKING PUMP
COMPLIANCE | Industrial Health & Compliance | FLOW MANAGEM
COMPLIANCE CERT/MTR | Compliance Cert/MTR | CERTIFIED CA
COMPLIANCE CERTS AND MTRS | Compliance Certs and MTRS | VINSON PROCE
COMPONENT SHELF 250D | 2U FIXED 19 COMPONENT SHELF 250D | VINSON PROCE
COMPRESSION LATCH | 62-40-251-3, SOUTHCO COMPRESSION LATCH, LIFT & TURN, MEDIUM SIZE, FLUSH STYLE, NO RESTRICTION, NON-LOCKING, ZINC ALLOY, POWDER COAT, BLACK | AWC, INC
COMPRESSION LATCH GASKET | 62-973-431, gasket for compression latch 62-40-251-3 | DB ROBERTS
COMPRESSION LATCH GASKET.42 | 62-973-431 Gasket for Compression Latch | DB ROBERTS
COMPRESSION SPRING | VS60029 Rev 01 SPRING - COMPRESSION, 6.0" VALVE (5/10 PSI) | DB ROBERTS
COMPRESSOR | HG12157H5I(E) WITH ¼” ORFICE | BRODIE
COMPRESSOR - ROTARY VANE | ROTARY VANE COMPRESSOR, 5" 150# FF INLET CONNECTION, 4" 150# FF OUTLET CONNECTION, 450-1300 RPM SPEED RANGE, 80PSIG MAWP @ 350F, CW ROTATION, 110 DEGREE PORT ANGLE, 2.625" DRIVE SHAFT DIAMETER, SINGLE FACE SHAFT SEAL, VITON HEAD GASKET, VITON O-RINGS, FACTORY PRIME COATING, FABRICATION DATA, TEST REPORTS, IOM REQUIRED. | GARDEN DENVE
COMPRESSOR = 1.4375 | Compressor = 1.4375 ITEM NO: 08521703 | RO-FLO COMPR
COMPRESSOR = 1.625 | Compressor = 1.625 RAPTOR #015616 | MOTION INDUS
COMPRESSOR = 2.125 | Compressor = 2.125 RAPTOR #015710 | MOTION INDUS
COMPRESSOR = 24MM | Compressor = 24mm ITEM NO: 08522228 | MOTION INDUS
COMPRESSOR MOTOR | 50HP C1D2 – Cat# ECP4115T-4 | MOTION INDUS
COMPRESSORS | HG20240HI(E)(P) with 7/16” orifice XTO Job# 21466 and 21467 | ABB MOTORS
CONC REDUCER | 4 X 3 STD DOMESTIC CONC REDUCER | GARDEN DENVE
CONCRETE | 80lb SAKRETE CONCRETE 42 PALLET | CITY PIPE
CONCRETE ANCHOR | Concrete Anchor | HIGGINBOTH16
CONCRETE ANCHORS | Concrete Anchors 5/8" x 8-1/2 Galvanized | ELLIOTT ELEC
COND PIPE | PIPE/COND CLM PREASSEM THINWALL 1 1/4IN | CITY PIPE
CONDENSATE PUMP | XF1C PUMP 1” BLACKMER PUMP | GRAYBAR
CONDENSATE PUMP MOTOR | 00118XT3E143TC | GAS EQUIPMEN
CONDENSATE PUMP MOTORS | Electric Condensate Pump Motors 00118ET3E56C-S Add insulated bearing on the non Drive End XTO Job# 21416, 21417, 21466,21467 and Battalion Job# 21418 | WEG ELECTRIC
CONDUIT | 1" CONDUIT RIGID GALVANIZED | WEG ELECTRIC
CONDUIT 1 IN GALV STEEL | Job # 21109-10 Charge back to moms meals | SUMMIT
CONDUIT 1 INCH EMT | (blank) | DEALERS
CONDUIT 1/2X1-1/8-CLO 10EA | Job # 21109-10 CONDUIT 1/2X1-1/8-CLO GALV NIP | SUMMIT
CONDUIT 1-1/2 CPLG 10EA | Job # 21109-10 Charge back to moms meals | DEALERS
CONDUIT 2-1/2 EMT | Job # 21109-10 Charge back to moms meals | DEALERS
CONDUIT 2-1/2-9DEG EMT | Job # 21109-10 Charge back to moms meals | DEALERS
CONDUIT 2IN 45 DEG | Job # 21109-10 Charge back to moms meas | DEALERS
CONDUIT 2-IN GALV STEEL | Job # 21109-10 Charge back to moms meals | DEALERS
CONDUIT 3" EMT 660 EA | Job # 21109-10 Charge back to moms meals | DEALERS
CONDUIT 4 INCH | CONDUIT 4 INCH RIGID GALVANIZED | DEALERS
CONDUIT BODY | 3/4 in. die cast aluminum Series 5 Type T threaded rigid/IMC conduit body with cover and gasket | SUMMIT
CONDUIT BOX | Conduit Box, 143/5, NEWT | GRAYBAR
CONDUIT ELBOW 4 INCH | CONDUIT ELBOW 4 INCH RIGID, 90 DEGREE STANDARD RADIUS | BASIN ENGINE
CONDUIT EMT 90DEG 2EA | Job # 21109-10 Charge back to moms meals | SUMMIT
CONDUIT HANGER | Conduit Hanger | DEALERS
CONDUIT IN GLAV | Job # 21109-10 Charge back to moms meals | ELLIOTT ELEC
CONNECTION CABLES | 2ea 75-foot-long meter connection cables with 4pin military style connectors on each end | DEALERS
CONNECTION TERMINAL BLOCK | AK 16 Connection terminal block connection method: Screw connection load current: 76 A cross section: 1.5 mm² - 16 mm² width: 9.8 mm color: silver | METER ENGINE
CONNECTOR | B-Cap Wire Connector | AWC, INC
CONNECTOR 45 | Job # 21109-10 Charge back to moms meals | ELLIOTT ELEC
CONNECTOR BLOCK | 3/0-#6 4 POLE POLARIS CONNECTOR BLOCK | REXEL
CONNECTOR JOINTS | Set-screw connector joins 1 inch EMT conduit to a box or an enclosure. Connector does not have an insulated throat and is UL listed E-22132. Connector is concrete tight when taped | ELLIOTT ELEC
CONNECTOR KIT | SOLAR PANEL POWER 18/2 RED AND BLACK 15' W/MC4 CONNECTORS | GRAYBAR
CONSTRUCTION MISC PARTS | All parts per DT# 025131644 | HELIOS PSC
CONSTRUCTION PARTS | All parts picked up per DT# 025139225 | CITY PIPE
CONSULTING SERVICES | Meter skids review, Calculation & PE Stamp | CITY PIPE
CONSUMABLE PARTS | ??? | HPF CONSULTA
CONSUMABLE STOCK | ???
CONSUMABLES | (blank)
CONTACT BLOCK | 30MM 2NC PUSHBUTTON CONTACT BLOCK, CATALOG #10250T3 | KNIGHTEN MAC
CONTACTOR | S&S CDP2-B3P30A-120 CONTACTOR 30A 3-P 120VAC | ELLIOTT ELEC
CONTACTOR S2 | 3RT2036-1AK60 | SUMMIT
CONTAINMENT | (blank) | E & I SALES
CONTAINMENT MATERIAL | All material on Quote #1027202101 | ULTIMATE WEL
CONTRACT CWI, ITZEN SANTOS | Contract CWI, Itzen Santos | TEINERT META
CONTRACTRBG | 42 GAL CONTRACTRBG | CONST & TURN
CONTROL BOARD | (blank) | THE SHERWIN
CONTROL PANEL | ??? | VANZANDT CON
CONTROL PANELS | Starter Panel & Junction Box for Pump Skid
CONTROL SPEED | ??? | SHERMCO SYST
CONTROL TRANSFORMER | ???
Control Valve | KIMRAY ABC 3 LIQUID DUMP VALVE, 1" FNPT CONNECTIONS, THROUGH STYLE BODY, CAST DUCTILE BODY MATERIAL, EQUAL PERCENTAGE 0.5" TRIM, 300 PSIG MAX WORKING PRESSURE
CONTROL VALVE | KIMRAY ABC 3 LIQUID DUMP VALVE, 1" FNPT CONNECTIONS, THROUGH STYLE BODY, CAST DUCTILE BODY MATERIAL, EQUAL PERCENTAGE 0.5" TRIM, 300 PSIG MAX WORKING PRESSURE | CONTROL EQUI
CONTROL, SPD CD20 24VDC | CONTROL, SPD CD20 24VDC 9A-50142307663 | CONTROL EQUI
CONVENTIONAL MANIFOLD | Rosemount 0304 Conventional Manifold 0304RT62B11NG | CAMERON MEAS
COOLER MOTOR | ECP3581T-4 | ROSEMOUNT, I
COOPER DISCOVERER TIRES | (blank) | ABB MOTORS
COP THHN12STRGRN500RL | COP THHN12STRGRN500RL THHN-12-GRN-19STR-CU-500S/R Pn: 68955 | DON'S TIRE S
COP THHN12STRGRY500RL | COP THHN12STRGRY500RL THHN-12-GRY-19STR-CU-500S/R Pn: 93868 | REXEL
COPLANAR TRANSMITTER | ??? | REXEL
COPPER WIRES | 250/PK LEAD METER SEALS - COPPER WIRES 12"
CORDYNE VFD | TOSHIBA 25HP(30HPDRIVE) Nema 3R FITLERS FANS/LINE REC BREAKERS key pad out the door. Canes Midstream 23202-01 | CARLTON INDU
CORE PROCESSOR ASSY | ENHCPASSY:ENHANCED CORE PROCESSOR ASSY | CORDYNE, INC
COREFLEX 3/8" HOSE | ??? | MICRO MOTION
CORIOLIS METER | ???
CORNER | sculptured corner
CORPAC STEEL PRODUCTS | all parts on Corpac steel products quote RFQ-SCS | BULLDOG STEE
CORVEL COATING | 15 gallon sample pot coating | CORPAC
COUNTER #120976530001 | Prover counter Repair, #120976530001 Replace Bad board, R-20, D22, Caps. Replace missing standoffs and screws. Repair bad lands and DC wiring. Check Calibration flow, Ch#1, Ch#2. Check Voltages, Signals, Flow Rates, Prover. Functions OK. Unit Tests OK. Repair and parts | NORTH BASIN
COUNTER 207 | 207 Counter W/Micro Switch | A PLUS CONTR
COUNTER REPAIR | Prover counter Repair #120976531001, Replace power switch and missing screws. Repair wiring. Check Calibration flow, Ch#1, Ch#2. Check Voltages, Signals, Flow Rates, Prover. Functions OK. Unit Tests OK. | CAMERON MEAS
COUNTER# #10976529001 | Prover counter #10976529001Replace Bad fuses, Repair DCwire's and replace Standoffs. Repair, Check Calibration flow, Ch#1, Ch#2. Check Voltages, Signals, Flow Rates, Prover. Functions OK. Unit Tests OK. Parts and Labor | A PLUS CONTR
COUNTER# 09207427 | Prover counter# 09207427 Replace Missing screws, fuses and bad wiring. Repair, Check Calibration flow, Ch#1, Ch#2. Check Voltages, Signals, Flow Rates, Prover. Functions OK. Unit Tests OK. Parts and Labor | A PLUS CONTR
COUPLER | Dixon Bayco API Rack Copler FKM-B seals Stainless Steel Handle | A PLUS CONTR
COUPLER - SR - 1/2“SHAFT | Coupler Adapter Between Indelac SR Series Actuator To 1/2“ Round Louver Drive Shaft | HOSE OF SOUT
COUPLER MODIFICATION | COUPLER MODIFICATION | SLATER CONTR
COUPLER: 3-291-W03-132-00 | Coupler: 3-291-W03-132-00 | VANZANDT CON
COUPLER-SR-1/2"SHAFT-12"EXT | Coupler Adapter Between Indelac SR Series Actuator To 1/2" Round Louver Drive Shaft, 12" Overall Length. | SLATER CONTR
COUPLER-SR-1/2” SHAFT COUPLER | Coupler-SR-1/2” Shaft Coupler Adapter Between Indelac SR Series Actuator to ½” Round Louver Drive Shaft | SLATER CONTR
COUPLER-SR-1/2”SHAFT-12”EXT | Coupler Adapter Between Indelac SR Series Actuator To 1/2“ Round Louver Drive Shaft, 12” Overall Length | SLATER CONTR
COUPLING | COUPLING- THD 3/4 FS 3OOO# | VIKING PUMP
COUPLING 1 INCH RIGID | CONDUIT COUPLING 1 INCH RIGID GALV. | CITY PIPE
COUPLING 4 INCH RIGID | Job # 21908-01 Charge back to snake Pit | SUMMIT
COUPLING DRIVE | ??? | SUMMIT
COUPLING ELEMENT | E60 RAPTOR ELEMENT 015852
COUPLING GASKET | 6" GASKET FOR GROOVED COUPLING | MOTION INDUS
COUPLING HUB COMPRESSOR | 7390418 60 HSB 2.1250" BORE | TOMMY WHITE
COUPLING HUB MOTOR | 7300694 60 HSB 3.3750" BORE | MOTION INDUS
COUPLING JOINTS | Set-screw coupling joins two lengths of 3/4 inch EMT conduit. Coupling is UL listed E-22132. Coupling is concrete tight when taped. | MOTION INDUS
COUPLING KIT | ??? | GRAYBAR
COUPLING- THD 4 FS 3000# | COUPLING- THD 4 FS 3000#
COUPLINGS | ??? | CITY PIPE
COUPLINGS 30 | Job # 21109-10 PV0710CT00 3/4X10' PVC CON WITH QTY 30 COUPLINGS
COVER | 2-1/2" & 3" STL FM7 COND BODY CVR | DEALERS
COVER GASKET | ??? | ELLIOTT ELEC
COVER HEAD | ???
COVER ROLLER PKG QTY 4 | COVER ROLLER PKG QTY 4
COVER/GASKET | 1/2 WDGNUT SHT STEEL FORM 7 CVR/GASK | INSTRUMENT M
COVERALL | Coverall, KC A40, Zip Front, E | GRAYBAR
COWBOY VRU REDO | (blank) | THE PAINT
COWBOY-001 - 30" OD X 72" | Cowboy-001 - 30" OD x 72" S/S based on the SCS provided Drawings, and attached C&J Scope of Work Rev.A | ULTIMATE WEL
COWBOY-002 - 30" OD X 72" | Cowboy-002 - 30" OD x 72" S/S based on the SCS provided Drawings, and attached C&J Scope of Work Rev.A | C&J EQUIPMEN
CP1212 | Panel, 10.20x10.20 | C&J EQUIPMEN
CP2020 | HOFF (78550) CP2020 -CONCEPT- PANEL, 18.2X; PANEL, 18.20X18.20 18.2X18.2X STEEL WHITE | TEXAS AUTOMA
CP25WB+ FIRE BARRIER | cp25wb+ fire barrier | SUMMIT
CPE 13 GASKET GASKET | CPE 13 GASKET Gasket, Case Sulzer, 13 CPE 24 Pumps Case Sulzer CPE 24 PU | ELLIOTT ELEC
CPE2 339 | CPE2 339 1X Sulzer Bearing Unit | KNIGHTEN MAC
CPE24-4 4X3-13 | SULZER CPE24-4 4X6-13 ANSI PUMP, DUCTILE IRON CONSTRUCTION, 150# FF FLANGE, 11.81" IMP TRIM, 316SS SINGLE AFLAS CARTRIDGE SEAL, DRIVEN BY 30HP, 1800RPM, 3PH, TEFC PREMIUM EFF. MOTOR, MOUNTED ON STEEL CHANNEL BASE, 5PC SPACER COUPLING, | KNIGHTEN MAC
CPH7713 | 2W/3P SNGL PHS PLUG | KNIGHTEN MAC
CPL12 | 1/2" Rigid Couplings | ELLIOTT ELEC
CPL3 | Galv. 3-inch coupling | ELLIOTT ELEC
CPL4 | 4" Rigid coupling | ELLIOTT ELEC
CPMV7LUNV1S903 PC1 | CPMV7LUNV1S903 PC1 | ELLIOTT ELEC
CPT-2B PUMP GUARD | CPT-2B Pump Guard | SUMMIT
CPT809315MS33 | CPT809315MS33 Sulzer Shaft Sleeve CPT2 | KNIGHTEN MAC
CPTE124041094 | CPTE124041094 CPT2 IMP. O-Ring | KNIGHTEN MAC
CR15W | Recp Duplex 15a 125v 2p3w White | KNIGHTEN MAC
CR20V | RECP DUPLEX 20A 125V 2P3W STR SWIRE IV | ELLIOTT ELEC
CR20W | RECP DUPLEX 20A 125V 2P3W STR SWIRE WH | ELLIOTT ELEC
CRACKING RELIEF | ??? | ELLIOTT ELEC
CRANE | Crane
CRANE/HAULING SERVICES | (blank) | PROLIFT
CRANE/OPERATOR | (blank) | BAY LTD.
CRATESPL1 | (ISPM-15 CERTIFIED WOOD CRATE) | PROLIFT
CRC18412 | 16 OZ ZINC-IT INSTANT COLD GALVANIZE | CHEROKEE M&C
CRC-18412 | Cold galv Zinc-it Spray | ELLIOTT ELEC
CRCO 1.750 SEAL CARB/SIC | (blank) | ELLIOTT ELEC
CRED HOLE CUTR | Job # 21109-10 Charge back to moms meals | MECHANICAL S
CREW | Crew to location, rake up spill and haul off, spread new gravel | DEALERS
CROSBY TRV | Crosby 961101MFA, .75" MNPT x 1" FNPT, Liquid Service, Set Pressure 285 psig | ASAP OILFIEL
CROSBY® 2J3JOS-E15J | RELIEF VALVE TYPE: CONVENTIONAL, DIRECT SPRING-OP INLET/OUTLET: 2" 150# X 3" 150# BODY MATERIAL: CS SA216-WCB/WCC SET PRESSURE: 150 PSIG FLUIDSTATE: GAS / VAPOR TAG(S): PSV-(3) PSV-1901C, PSV-1911C, PSV-1921C, AND PSV-1931C | L6 INC
CROSBY® 3K4JBS-E15J | RELIEF VALVE TYPE: BALANCED BELLOWS, DIRECT SPRING-OP INLET/OUTLET: 3" 150# X 4" 150# BODY MATERIAL: CS SA216-WCB/WCC SET PRESSURE: 80 PSIG FLUIDSTATE: GAS / VAPOR TAG(S): PSV-(1) PSV-1901A, PSV-1911A, PSV-1921A, AND PSV-1931A | VINSON PROCE
CROSBY® 3L4JBS-E15J | RELIEF VALVE TYPE: BALANCED BELLOWS, DIRECT SPRING-OP INLET/OUTLET: 3" 150# X 4" 150# BODY MATERIAL: CS SA216-WCB/WCC SET PRESSURE: 80 PSIG FLUIDSTATE: GAS / VAPOR TAG(S): PSV-(2) PSV-1901B, PSV-1911B, PSV-1921B, AND PSV-1931B | VINSON PROCE
CROSS | 1/4" 2000# threaded cross | VINSON PROCE
CROSS- BW 3 STD | CROSS- BW 3 STD A234 WPB DOMESTIC | CITY PIPE
CROWN-JUDD 6" 600# SWING CHECK | CROWN-JUDD SWING CHECK VALVE 6" CLASS 600 RF 1500 PSIG WP A352 LCC BODY A352 LCC COVER A351 CF8M CLAPPER INTEGRAL SEAT 90D FKM SEALS (-15 TO 400 F) A193 B7M/A194 2HM BOLTING PER API 6D & NACE MR0175/ISO 15156 | CITY PIPE
CRS-H CGB499 | CRS-H CGB499 1-1/4 1.000-1.188 CONN 1 1/4 NPT MALE CORD/CAB FTG NEO BUSH | MIDSTREAM VA
CRS-H CGB6913 | CRS-H CGB6913 2-IN 1.375-1.625 CONN MALE; RUGGED GALV ALUM ACRYLIC PAINTED FERALOY[R] BODY/GLAND NUT, NEO BUSH; CORD SIZE 1.375 TO 1 | SUMMIT
CRS-H EYS106 | CRS-H EYS106 4-IN FEM/MALE CONDSEAL HUB; GALV ALUM ACRYLIC PAINTED FERALOY[R] IRON ALLOY/DUCTILE IRON; TURNING RADIUS 3-11/16 IN; 4 | SUMMIT
CRS-H EYS66 2 | CRS-H EYS66 2-IN FEM/MALE COND SEAL HUB; GALV ALUM ACRYLIC PAINTED FERALOY[R] IRON ALLOY/DUCTILE IRON; TURNING RADIUS 2-5/16 IN; 2 I | SUMMIT
CRS-H LBD10900 | CRS-H LBD10900 4-IN LBD COND BODY LB; GALV ALUM ACRYLIC PAINTED FERALOY[R] IRON ALLOY BODY, NEO GASKET; THRD INSTAL; BACK ACCESS OPN | SUMMIT
CRS-H LBD6600 | CRS-H LBD6600 2-IN LBD CONDUIT BODY LB; GALV ALUM ACRYLIC PAINTED FERALOY[R] IRON ALLOY BODY, NEO GASKET; THRD INSTAL; BACK ACCESS O | SUMMIT
CRS-H RE86 | 3X2-IN RED GALV ALUM ACRYLIC PAINTED FERALOY[R] IRON ALLOY; 3 IN LARGE END ; 2 IN SMALL END ; CLASS I DIV 1 AND 2 GRP A B | SUMMIT
CRS-H TMCX3112 1-IN | CRS-H TMCX3112 1-IN CORD GRIPS CU FREE ALUM; 1 IN; DIAMETER 2 IN; CLASS I DIV 1 GRP A B C D SL, CLASS II DIV 1 GRP E F G, CLASS III | SUMMIT
CRT.LCPSS1 | ??? | SUMMIT
CS BLACKFOAM 4" 2PK | CS BLACKFOAM 4" 2PK
CS MISC PARTS | Carbon Steel 1.5” SAE 4 BOLT CODE 61 FLANGE TO 1.5” FEMALE NPT W43-24-24U (INCLUDES MOUNTING KIT) | THE SHERWIN
CS MOHAIR 4" X 3/16 | CS Mohair 4" x 3/16 | GT SOUTHWEST
CS STRIPEWOVEN 4X3/8 | CS Stripewoven 4x3/8 | THE SHERWIN
CS0308X0300 | ??? | THE SHERWIN
CS-100-A | RAYCHEM CS100A CORE SEALER, COLD | SUMMIT
CS11191-G32-L22LBGA91 | C3-BTO-ON/OFF SWITCH-32A-90°-1P IP20-22.5MM INST.-48MMX48MM FRONT PLATE-LEVER KNOB-BLACK/GRAY DYKMAN PS STOCK (QTY 2)
CS120W | CWD CS120W SWITCH TOGGLE SP 20A 120/277V SWIRE WH REF QUOTE 2002662078 LINE 190 | DYKMAN ELEC
CSD20208SS | HOFF CSD20208SS ENCLOSURE | SUMMIT
CSG-3321-316-LA-XX-D024 | Valve, Versa, Solenoid, 3 Way, SS, 1/4 In Connections, Spring Return, Normally Closed, .85 Watts, Explosion Proof, 24 Vdc, 25-120 psi range | SUMMIT
CSG3321316XXL4D024 | CSG-3321-316-XXL4-D024 Valve, Versa C-316 Series, 3 Way, 1/4 In Npt, Inpilot, Normally Closed, 316SS Material, D14 Dust & Water Excluder, Potted Coil, Explosion Proof, 24 Vdc, Versa Pt No. CSG-3321-316-XXL4-D024 | MOODY PRICE
CSXI-045-V6-C1 | BEN-COMPACT-SSS-30HP@240V / 60HP@480V / 75HP@575V Price includes Shipping and handling | MOODY PRICE
CT07XPASSEMBLY | ??? | DYKMAN ELEC
CTAP202X | #8-#2 SOL/STR COMP TAP
CTAP22X 2STR COMP TAP | CTAP22X 2STR COMP TAP | ELLIOTT ELEC
CTB8 | Oxide Inhibitor-8oz | ELLIOTT ELEC
CTDRILL08 | 1/8 B&G JOBBER DRILL HD | ELLIOTT ELEC
CTDRILL10 | 5/32 B&G JOBBER DRILL HD | ELLIOTT ELEC
CTDRILL12 | 3/16 B&G JOBBER DRILL 3 FLATS HD | ELLIOTT ELEC
CTDRILL14 | 7/32 DRILL BIT | ELLIOTT ELEC
CTDRILL16 | 1/4 B&G JOBBER DRILL 3 FALTS HD | ELLIOTT ELEC
CTDRILL20 | 5/16 B&G JOBBER DRILL 3 FLATS HD | ELLIOTT ELEC
CTDRILL24 | CTDRILL-24 3/8" | ELLIOTT ELEC
CTDRILL30 | CTDRILL-30 15/32" | ELLIOTT ELEC
CTDRILL32 | CTDRILL-32 1/2" | ELLIOTT ELEC
CTDRILLS&D34 | 17/32" Drill Bit 1/2" Shank B&G S&D Drill bit HD | ELLIOTT ELEC
CTDRLL24 | 3/8 B&G JOBBER DRILL 3 FLATS HD | ELLIOTT ELEC
CTE014 | 85-451 REGULATOR ASSEMBLY | ELLIOTT ELEC
CTE017 | PT-33-1 2.8GALLON POT GASKET | PERMIAN COAT
CTE045 | PT-413 REGULATOR ASSEMBLY | PERMIAN COAT
CTE083 | 83C-211 PAINT POT WITH AGITATOR | PERMIAN COAT
CTE103 | POP OFF VALVE 80 PSI & 110 PSI | PERMIAN COAT
C-TRACK | 10' Section of C-track | PERMIAN COAT
CU BONDED GRND ROD | Job # 21908-01 Charge back to snake Pit | SUMMIT
CU GRND ROD | 5/8" x 8' CU GRND ROD | ELLIOTT ELEC
CUA 2200 | CUA 2200 PLS S6 FLOAT | KIMRAY INC.
CUP | Manual Vacuum Extractor with Large Cup | METER ENGINE
CUPS | ???
CURFLO 1X1.5-8 | Conditions: 5,000BPD @ 75PSI -- Crude Oil, 0.8SG Pump: Curflo ANSI 1x1.5-8 ST, DI/SS Impeller: 7.50" Motor: 15HP 3600RPM TEFC 3-Phase Seal: Single Cartridge, C/SC/Viton/316SS Coupling: Woods with Spacer Guard: Aluminum Non-Sparking Skid Mounted on Channel Steel | ZONE INDUST
CURFLO 2 X 3-10" PUMP | ???
CURFLO 2X3-13 | LACT PUMP: 450BPH @ S0PSI .82SG 8,000 PPM H2S CRUDE OIL CURFLO 2X3-13 MTX CD4 ANSI PUMP ASSEMBLY, IMPELLER TRIMMED TO 12.500" WITH AES VITON CARTRIDGE SEAL, DRIVEN BY A WEG 20HP 1800RPM 3PH TEFC ELECTRIC MOTOR, SKID MOUNTED WITH TB WOODS COUPLING SET AND OSHA APPROVED COUPLING GUARD. DELIVERY: 2-3 DAYS | STEALTH PUMP
CURFLO 2X3X10 | Upgrade LACT Charge Pump with Curflo 3" x 2" x 10" ANSI Pump Driven by 25HP 3600RPM TEFC Electric Motor. Discovery 23144-01 | STEALTH PUMP
CURFLO 3X4-10 | Curflo Ansi 3x4-10 WCB Pump Driven by a 30HP 1800RPM 3PH TEFC Electric Motor | ODESSA PUMPS
CURFLO 3X4X13 | Curflo 3" x 4" x 13" MTX Duplex Carbon Steel ANSI Pump with 12" trimmed impeller and ANSI+ Cartridge Seal. Driven by WEG 25HP 1800RPM 3PH TEFC Electric Motor. Skid Mounted with TB Woods Coupling Set and OSHA Approved Coupling Guard. Pioneer 22429-01 | STEALTH PUMP
CURFLO 418 BPH PUMP | Curflo ANSI 3" x 1.5" x 13" Mark III Group II CD4 Carbon Steel Pump with 10.500" Trimmed Impeller and AES Viton Cartridge Seal Driven by WEG 50HP 3600RPM, 3PH TEFC Electric Motor all Skid Mounted with OSHA Approved Couplings and Guard. 418 BPH @ 125 PSI 40-44 API Crude Oil. Pioneer 21460-01 - 13 | STEALTH PUMP
CURFLO ANSI 2X3-13 CD4 DUP SS | Pump: Curflo ANSI 2x3-13 LT, CD4 Duplex SS Flanges: ANSI 300# FF Impeller: 12.00" Motor: 125HP 3600RPM TEFC 3-Phase Seal: 2.125" Single Cartridge, C/SC/Viton/316SS Coupling: Woods with Spacer Guard: Aluminum Non-Sparking Skid Mounted on Channel Steel | ZONE INDUST
CURFLO ANSI 3X4-10 | CURFLO ANSI 3X4-10 MT WCB PUMP WITH 7.250" IMPELER TRIM AND AES T-1 SEAL WITH BIG BORE GLAND DRIVEN BY A 30HP 3600RPM 3PH TEFC ELECTRIC MOTOR SKID MOUNTED WITH TB WOODS COUPLING SET AND OSHA APPROVED COUPLING GUARD. | ODESSA PUMPS
CURFLO ANSI 3X4-10H MT, DI/SS | Conditions: 850BPH @ 130PSI -- WTI Crude Oil Pump: Curflo ANSI 3x4-10H MT, DI/SS Impeller: 9.40" Motor: 75HP 3600RPM TEFC 3-Phase Seal: 1.750" Single Cartridge, C/SC/Viton/316SS Coupling: Woods with Spacer Guard: Aluminum Non-Sparking | ZONE INDUST
CURFLO ANSI 4X6-10 | Curflo Ansi 4X6-10 MTX WCB pump with 60HP 3600rpm motor | ODESSA PUMPS
CURFLO BOOSTER PUMP | Curflo 2” x 3” x 13” MTX duplex carbon steel pump with 11.25” trimmed impeller and cartridge seal with 300# ANSI flange connections driven by 100HP, 3600 RPM, 3PH TEFC electric motor sized for 675 BPH, 165 PSI discharge 40.5 API crude oil Endeavor 21362-01 | STEALTH PUMP
CURFLO CHARGE PUMP | Curflo 3” x 4” x 10” MTX duplex carbon steel pump with full impeller and cartridge seal driven by 75HP, 3600 RPM, 3PH TEFC electric motor sized for 675 BPH, 150 PSI discharge 40.5 API crude oil Endeavor 21362-01 | STEALTH PUMP
CURFLO G-SERIES 2X3-10 | Fluid: Crude Oil Discharge PSI:125 S.G.:0.87 Temp:100 deg F ***************************** Pump: CurFlo G-series 2x3-10 MTX CS w/ CD4 impeller Impeller: 9.13' Seal: Single Cartridge, C/SC/Viton/316SS Motor: 50hp 3600rpm TEFC Coupling: TB Woods Guard: Barrel Style Skid Mounted on 18 x 58 Channel | ZONE INDUST
CURFLO PUMP | Curflo Ansi 3x4-10 MTX Duplex Carbon steel pump with 7.250" impeller trim and AES t-1 Seal with Big Bore Gland driven by a WEG 30HP 3600RPM 3 ph TEFC 460V Electric Motor skid mounted with TB woods coupling set and gaurd | STEALTH PUMP
CURFLO PUMP SKID | ???
CURFLO_G-IMP-MT/LT | IMPELLER O-RING MT/LT TEF, CFG65A412A-88 | ODESSA PUMPS
CURFLOW ANSI 3X1.5-8" PUMP | CHARGE PUMP: 6,000BPD @ 65PSI APl42 CRUDE OIL OPTION #1 CURVE# 24310 CURFLO ANSI 1.5X3-8 DUPLEX CARBON STEEL PUMP IMPELLER TRIMMED TO 7.000" WITH AES ANSI+ CARTRIDGE SEAL DRIVEN BY A WEG 15HP 3600RPM 3PH TEFC ELECTRIC MOTOR SKID MOUNTED WITH TB WOODS COUPLING SET AND OSHA APPROVED COUPLING GUARDREF QUOTE 24310 | STEALTH PUMP
CURVED BAR KIT W/ MOUNTING | Job # 21109-10 Charge back to moms meals | FIREFOLD
CUSTOM 10" UBOLT | CUSTOM 10" POLYSHRINK COATED U-BOLT W/ 4 NUTS TO FIT A 3/8" WRAP | E-Z PIPE
CUSTOM 10" U-BOLTS | (blank) | E-Z PIPE
CUSTOM 16" U-BOLTS | (blank) | E-Z PIPE
CUSTOM 20" U-BOLTS | (blank) | E-Z PIPE
CUSTOM DRAWING | Design time to provide custom drawings of the Pegasus RTU | ECI, INC.
CUSTOM PANEL | P4E800BB24CH3R 480V 3PH 3W 400A | ELLIOTT ELEC
CUSTOM SAMPLE PROBES | Custom sample probes, 1/2" x 1/4" SS bushing with 3/8" SS tubing, 12" long | STRICKLAND
CUSTOM SS COUPLER | CUSTOM SS COUPLER ADCWX SPECIAL X | VANZANDT CON
CUT FLANGE | (blank) | ULTIMATE WEL
CUT HOLES | Drill and tap 1" NPT in cover plate | KARNS MACHIN
CUT LEVEL A5 WORK GLOVE | Cut Level A5 Work Glove, 13 Gauge HPPE | THE PAINT
CUT LEVEL A5 WORK GLOVE HI PALM | Cut Level A5 Work Glove HI Palm | THE PAINT
CUT/REWELD PIPE & METER SPOOLS | (blank) | ULTIMATE WEL
CUTTER WHEEL | Cutter Wheel | SPECIALTY EQ
CUTTER WHEEL E1032 | (blank) | SAUNDERS COM
CUTTING OIL | DOTTIE CO4 DARK CUTTING OIL, GALLON, *MSDS AVAILABLE UPON REQUEST | SUMMIT
CUTTING OIL 1 GAL | DOTTIE CO4 DARK CUTTING OIL, GALLON, MSDS Required | SUMMIT
CUTTING WHEEL | Cutting Wheel MS-TCW-308 | SWAGELOK WES
CVS 2" 150# RF NACE | CVS 2" D Body LCC/ ANSI 150# RF / SST Trim, NACE, Bare Stem certified with NACE MRO175 MTRs Required XTO Job# 21416 & 21417 | TOTAL VALVE
CVX100480D | EPQ CVX100 EFA ASM CVX100-480D Marathon Job# 20599 | ELLIOTT ELEC
CVX100480Y | CVX100 EFA ASM CVX100-480Y | ELLIOTT ELEC
CW200SP-31 736 | (blank) | TAG PLACE
CX1-480360-100-T2AIICT | CX1 Provector Series XP Heater: 480VAC/3Ph/60Hz, 10kW, Incoloy 850 Elements, Built in Thermostat, C1D1 Grp C/D T3 IIB, 14 Ga. Galvanized Steel Cabinet (Epoxy Coated Front/Side), Finned Tube Assy
CX-645 | ??? | FMC TECHNOLO
CX-645 BS&W PROBE | P8EST CX-645-1060-BFP MONITOR PROBE ASSEMBLY; MODEL CX-645, 10 INCH ANSI CLASS 600# RF, 32 INC H LONG, CARBON STEEL, COATED
CX-645 PROBE | ??? | FMC TECHNOLO
CX-645-230-BFP 300# | 81001192 1 1,946.60 1,946.60 USD CX-645-230-BFP MONITOR PROBE ASSEMBLY; MODEL CX-645, 2 INCH ANSI CLASS 300# RF, 17 INCH LONG, CARBON STEEL, COATED | DSI
CXFT3159212X-OORK | CXFT3159212X-00RK Screwplug Heater - 480V, 3 Phase, 1.5 kW Plug: 2" NPT Innocoloy Elememnts, Steel Screwplug, Ex. Proof C&D T3A Term. Box; Immersion Length: 12" w/ 2" cold end, 0-100F t'stat 18.51 W/in2 Watt Density | DSI
CXL050542A | MOTOR EXP PROOF 1/2HP 1PH, 1725 RPM | DSI
CXL050542A BALDOR MOTOR | CXL050542A Baldor Explosion Proof Motor: 1/2HP, 1725 RPM, 56C Frame, 115/208-230V, 1 Phase, 3.7 Full Load Amps. Replaces CL5004A. | CHEMTEC
CX-P00000087 (CXFT210P216R) | Screwplug Heater-240V, 1 Phase, 1kW Plug: 2" NPT Steel, Immersion Length: 16.75", Temp Control: 50 to 250F | CHEMTEC
CYLINDER GRADUATED | CYLINDER GRADUATED 500ML TPX ECONOMY 2 X 15 INCHES 5 ML DIV. | WL WALKER CO
D.625X3.25STUDTEF | D.625X3.25STUDTEF .625" X3.25 B7 STUD W/2HNUTS TEF | DSI
D.625X3.5STUDTEF | D.625X3.5STUDTEF .625" X3.5 B7 STUDS W/2H TEF | AWC, INC
D.625X5STUDTEF | D.625X5STUDTEF .625" X5 B7 STUD W/2HNUTS TEF | INDUSTRIAL
D.625X6.5STUDTEF | D.625X6.5STUDTEF .625 X 6.5 B7 STUD W/2H TEF | INDUSTRIAL
D.75X36-13SEOL | D.75X36-13SEOL .75" X 36-1 3M SW EOL A105 | INDUSTRIAL
D.75X4.25STUDTEF | D.75X4.25STUDTEF .75" X4.25 B7 STUD W/2HUNTS TEF | INDUSTRIAL
D.75X4STUD | .75" X4 B7 STUDS W/2H | INDUSTRIAL
D.75X4STUDTEF | D.75X4STUDTEF .75" X4 B7 STUDS W/2H TEF | INDUSTRIAL
D.875X4.5STUD | .875" X4.5 B7 STUDS W/2H | INDUSTRIAL
D.875X4.75STUDTEF | D.875X4.75STUDTEF .875" X4.75 B7 STUD W2/HUNTS TEF | INDUSTRIAL
D0T14H114 | DOTTIE 14H114 1/4X1-1/4 ANCH | INDUSTRIAL
D0TFW14 | DOTTIE FW-14 FLAT STEEL WASHER | INDUSTRIAL
D0THS32 | DOTTIE HS-32 1/2 HS DRILL | DEALERS
D0TLB125CG | DOTTIE LB125CG 1-1/4IN COND BO | DEALERS
D0TLR150CG | D0TLR150CG DOTTIE LR150CG 1-1/2IN COND BO | DEALERS
D0TLR50CG | DOTTIE LR50CG 1/2IN COND BODY | DEALERS
D0TLW14 | DOTTIE LW-14 LOCK WASHER | DEALERS
D0TMB141 | DOTTIE MB-141 MACHINE BOLT | DEALERS
D0TSSW38B | DOTTIE SSW38B WOOD DRILL SCR B | DEALERS
D0TWDK8 | D0TWDK8 DOTTIE WDK-8 WALL DRILL KIT | DEALERS
D1015304G | 10" 150 304SS SPRLWND GSKT | DEALERS
D1030304G | 10" 300# 304SS SPRLWND GSKT | DEALERS
D1030RFBL | 10" 300# RF BLIND SA/A 105 B16.5 | DSI
D1215304GIR | D1215304GIR 12" 150 304SS SPRLWND GSKT 304 IR | DSI
D12X6STD90 | D12X6STD90 12" X6 STD RED 90 ELL A234 WPB | DSI
D12X8STD90 | D12X8STD90 12" X8 STD RED 90 ELL A234 WPB | DSI
D13THCO | 1" 3M FS THD 1/2 CPLG A105 | INDUSTRIAL
D1615304G | 16" 150 304SS SPRLWND GSKT | INDUSTRIAL
D1630RFWNSTDF52 | 16" 300# RFWN STD FLANGE F52 | INDUSTRIAL
D1-BSX 10-1 OJ C1D1 | D1-BSX 10-1 OJ C1D1 10W/120V Self-Regulating Heater Cable w/ Overjacket | INDUSTRIAL
D1-BSX 10-2 OJ | (blank) | INDUSTRIAL
D1-BSX 8-2 OJ | D1-BSX 8-2 OJ C1D1 8W/240V Self-Regulating Heater Cable w/ Overjacket | INDUSTRIAL
D1-ECK-SR C1D1 | D1-ECK-SR C1D1 Power Connection Kit for D1-BSX Cable | INDUSTRIAL
D1X36-33TOL | 1" X 36-3 3M TOL A105 | INDUSTRIAL
D1X5.25STUD | 1" X5.25 B7 STUDS W/2H | INDUSTRIAL
D2030304G | 20" 300# 304SS SPRLWND GSKT | INDUSTRIAL
D2030RFWNSTDF52 | 20" 300# RFWN STD F52 FLANGE | INDUSTRIAL
D215304GIR | D215304GIR 2" 150 304SS SPRLWND GSKT 304 IR | INDUSTRIAL
D215RFBLERG.75 2” 150 | D215RFBLERG.75 2” 150 RF CS Bleed Ring W/ .75” NPT Tap | INDUSTRIAL
D230RFWNSTD52 | 2" 300# RFWN STD FLANGE F52 | INDUSTRIAL
D23THCO | 2" 3M FS THD 1/2 CPLG A105 | INDUSTRIAL
D2HXPLUG | D2HXPLUG 2" FS HEX HD PLUG A105 | INDUSTRIAL
D315304GIR | D315304GIR 3" 150 304SS SPRLWND GSKT 304 IR | INDUSTRIAL
D315RFWN406/L | 3" 150 RF WN 40S A/SA A182 316/L | INDUSTRIAL
D340456/LS | 3" 40S 45 ELL A/SA403 316/L SMLS | INDUSTRIAL
D340906/LS | 3" 40S 90 ELL A/SA403 316/L SMLS | INDUSTRIAL
D415304GIR | D415304GIR 4" 150 304SS SPRLWND GSKT 304 IR | INDUSTRIAL
D4-1596-627-4452 (NPS 2 D4) | NPS 2" D4 GLOBE VALVE, 150# RF, 1" PORT, F.C., SS TRIM, 0-30 PSIG RANGE, 1/4" SIGNAL CONNECTIONS DVC6200 POSITIONER, F.C. MTG-3806-4347748 FACTORY MOUNTING | INDUSTRIAL
D4STDTE | 4" STD TEE A234 WPB | VINSON PROCE
D5X36-.753TOL | .50" X 36-.75 3M TOL A105 | INDUSTRIAL
D615304G | 6" 150 304SS SPRLWND GSKT | INDUSTRIAL
D615304GIR | D615304GIR 6" 150 304SS SPRLWND GSKT 304 IR | INDUSTRIAL
D615FFWNSTD | D615FFWNSTD 6" 150# FFWN STD (.280 WT) SA/A105 | INDUSTRIAL
D615RFWN406/L | 6" 150 RF WN 40S A/SA A182 316/L | INDUSTRIAL
D630RFSO6/L | 6" 300 FF SLIP ON A/SA A182 316/L | INDUSTRIAL
D640906/LS | 6" 40S 90 ELL A/SA403 316/L SMLS | INDUSTRIAL
D753TCO | .75 3M FS THD CPLG A105 | INDUSTRIAL
D815304GIR | D815304GIR 8" 150 304SS SPRLWND GSKT 304 IR | INDUSTRIAL
D8STDCA | D8STDCA 8" STD (.322 WT) CAP SA/A234 WPB | INDUSTRIAL
D95212 | #8 1/2 NYLON RING TERM | INDUSTRIAL
DA10D DATA ACQUISITION | ??? | INDUSTRIAL
DAHHL200AC | HOFF-200W-HAZLOC-ENCLHTR | ELLIOTT ELEC
DAHHL801AC | DAHHL801AC | PUMP ENERGY
DAMAGE WAIVER | (blank)
DAMPENERS | SPOOL ASSY W/ SUCT/DISCH. DAMPENERS PLASTIC COATED SPOOL ASSY. ********** 4" 900# FLANGES ON DISCHARGE SPOOLS | MOTOR CONTRO
DAN30000715 | DANIEL FUEL CHARGE | MOTOR CONTRO
DANDBBV4 | ??? | SKYWORKS
DANEX DB&B W/ ACTUATOR | 8" 600# RF FIG. 275 DAN‐EX REDUCED PORT PLUG VALVE STD MATERIALS OF CONSTRUCTION SLIP/TRIM: VITON/VITON GEAR OPERATED COATING SYSTEM C0 FACTORY WHITE COATING FACTORY NEW WITH HYDROSTATIC TEST CERTIFICATE PER API 6D. ORIENTATION 11 ACTUATOR LIMITORQUE MX‐20 ELECTRIC ACTUATOR, XP, 3/60/460VAC, NONINTRUSIVE, STD CONTROLS (OA CONTACTS / 24VDC UPS), MACHINED NUT, MOUNT/SET | KNIGHTEN MAC
DANEX DOUBLE BLOCK & BLEED | 3" 150# DANEX EXPANDING PLUG VALVE, VGF TRIM, RFFE, HWO, STANDARD DTR, PN#0311OO‐AC1, DTR‐031‐1A‐O | CHEROKEE M&C
DANFSBH1X12 | 1 x 1/2in F.S Hex Bushing, Domestic
DANFSBH1X34 | 1 x 3/4in F.S Hex Bushing, Domestic | MIDSTREAM VA
DANFSBH34X12 | 3/4 x 1/2in F.S Hex Bushing, Domestic | MIDSTREAM VA
DANFSPL12 | 1/2in F.S Hex Head Plug, Domestic | MCCARTY EQUI
DANFSPL2 | 2in F.S Hex Head Plug, Domestic | MCCARTY EQUI
DANFSPL34 | 3/4in F.S Hex Head Plug, Domestic | MCCARTY EQUI
DANGR70036 | DANGR70036 6in Ptd HingeLok Coupling, T Gasket. Medallion 22308-01 thru 22317-01 | MCCARTY EQUI
DANGR70746X1 | DANGR70746X1 6in Std Gruvlok Cap, 1in Tap. Medallion 22308-01 thru 22317-01 | MCCARTY EQUI
DANGR77886 | DANGR77886 6in Ptd Std Gruvlok Flange Adapter. Medallion 22308-01 thru 22317-01 | MCCARTY EQUI
DANIEL 12" 150 SURGE RELIEF VALVES | line item 2, 203841IB REV 1 MVP - 10 weeks lead 12” 150# ANSI Flanged Gas Loaded Control Valve, Daniel Model V76512BBBBBA1AZHSMT. V765 – Pressure Relief Valve 12 – 12 Inch B – 150 ANSI RF Flanges B – Carbon Steel Valve Body B – Stainless Steel Piston B – Standard Main Valve Construction B – Viton Elastomers A – No NACE 1 – 1 Coat Paint A – Standard Paint Manufacturer Z – Standard product HS – Hydrotest with no chart MT – Material Test Reports | MCCARTY EQUI
DANIEL 3" 150 707 VALVE | 3" 150# Daniel 707 spring loaded back pressure valve, carbon steel body, SS piston, tubing and fittings, viton o-rings, 30-120 psi spring range STDLD400-PCV-20000 set at 40 psi STDLD400-PCV-20001 set at 65 psi DOCMTRVLV Material test report, control valves DOCQAHT Hydrostatic Test Certificate Quote Number: 18267 | MCCARTY EQUI
DANIEL CMM REPORT | DOCNDCMM CMM REPORT, NO CHARGE REFER TO QUOTE 18122 REV A | MCCARTY EQUI
DANIEL USM CRATE & PACKING | CRATEPACK CRATING AND PACKING REFER TO QUOTE 18122 REV A | MIDSTREAM VA
DANIEL USM ETHERNET COMMUNICATION CABLE | 136001596 ETHERNET COMMUNICATION CABLE REFER TO QUOTE 18122 REV A | CHEROKEE M&C
DANIEL USM METERLINK SOFTWARE | 139000763 METERLINK SOFTWARE REFER TO QUOTE 18122 REV A | CHEROKEE M&C
DANIEL USM MTRS | DOCMTR MATERIAL TEST REPORTS REFER TO QUOTE 18122 REV A | CHEROKEE M&C
DANIELS BPV | Daniel 8" 150# ANSI Flanged Pilot Operated Back Pressure Valve, Model 76008BBBBBBBBGAAAAAAAA | CHEROKEE M&C
DANIELS VALVE SPRING | 520090-3080:SPRING NPS 2 VALVE STD 30/80 PSI COMPRESION SQUARE & GROUND | CHEROKEE M&C
DANISBW4X4 | ??? | CHEROKEE M&C
DANTFE12X1296 | 1/2 x 1296in Domestic Teflon Tape | MIDSTREAM VA
DANXSM1X2 | 1 x 2in Sch80 Smls Nipple, Domestic | MICRO MOTION
DANXSM1X25 | 1 x 2-1/2in Sch80 Smls Nipple, Domestic
DANXSM1X3 | 1 x 3in Sch80 Smls Nipple, Domestics | MCCARTY EQUI
DANXSM34X2 | 3/4 x 2in Sch80 Smls Nipple, Domestic | MCCARTY EQUI
DANXSM34X3 | 3/4 x 3in Sch80 Smls Nipple, Domestic | MCCARTY EQUI
DANXSM34X5 | 3/4 x 5in Sch80 Smls Nipple, Domestic | MCCARTY EQUI
DA-SB-150/50-IIA-P1,1 | QU2101262-2136051210045 DA-SB-150/50-IIA-P1,1 In-line detonation flame arrester - bi-directional PROTEGO® DA-SB-150/50-IIA-P1,1 protective system with Type Examination Certificate flange connections: 2" drilled to ASME B16.5 CL 300 R.F. housing module housing: 1.0619 temperature sensor taps: NPT 3/8 condensate drain taps: NPT 3/8 gasket: PTFE PROTEGO® flame arrester unit FLAMEFILTER® cage: 1.4408 FLAMEFILTER® set - 4fold: 1.4571 FLAMEFILTER® gap: 0,7 mm spacer: 1.4571 bolt/nut: A4 Explosion Group: IIA MESG: > 0,90 mm Max. Operating Temperature: 60° C Max. Operating Pressure: 1,1 bar abs. Certificate : IBExU14ATEX2194X Weight : 92 LBS | MCCARTY EQUI
DATA STATION | Red Lion, DATA STATION PLUS Protocol Converter, 2 | MCCARTY EQUI
DAVIS 2 PLUG VALVE | 2" 150# RF BALANCED LUBRICATED PLUG VALVE A216 WCC BODY ENP TRIM PTFE VITON NACE API-6D LEVER OP DAVIS 15FPLW-PB | MCCARTY EQUI
DAY RATE | Day Rate for CCI Generator @ $265.00/day for 2 days | AWC, INC
DB9 MALE & FEMALE CONNECTOR | (blank) | MIDSTREAM VA
DBC61-200 | 2 Al Dry Disconnect Coupler | CERTIFIED CA
DBC61-200 2 AL DRY DISCONNEC | DBC61-200 2 Al Dry Disconnect Coupler | SUMMIT
DBC61-300 3 BUNA SEAL ALUM | DBC61-300 3 Buna Seal Alum. / SS | HOSE OF SOUT
DBOLT CLOSURE | DBH-36-150 EA 17,456.00 34,912.00 Closure, 36in CL150H, Double Bolt 36'' CL150H D-BOLT BORED 35'' & TAPER BORED TO 35.25'' X 0.375'' WALL; F46 WELD HUB; FV/285 PSI AT - -50/+400F°F; CA=0'', FKM V91A (-50/400F) O-Ring Installed MTR'S REQUIRED, CHARPY TESTING TO -50 F INCLUDED | HOSE OF SOUT
DBOLT CLOSURES | DBH-36-150 EA 17,456.00 34,912.00 Closure, 36in CL150H, Double Bolt 36'' CL150H D-BOLT BORED 35'' & TAPER BORED TO 35.25'' X 0.375'' WALL; F46 WELD HUB; FV/285 PSI AT - -50/+400F°F; CA=0'', FKM V91A (-50/400F) O-Ring Installed MTR;s REQUIRED, CHARPY TESTING TO -50F INCLUDED | HOSE OF SOUT
D-BSX 10-2 OJ | 10W/240V Self Regulating Heater Cable w/ Overjacket-C1D1 | JAMISON PROD
DC FCM | FCMII, 6DCOUT Module | JAMISON PROD
DC POWER CORDS | (blank) | TOPTECH SYST
DC1-NNALN4-SE001 | AS SCHNEIDER VARIAS BLOCK SS VariAS-Block st.st. inlet: flange ASME 2" 150 RF outlet: female thread 1/2NPT material of body: 316/316L flow pattern: Double Block&Bleed type closure member: 3x needle packing: PTFE vent: female thread 1/2NPT | A PLUS CONTR
DC-60 DRUM CRUSHER | DC-60 Drum Crusher with diesel engine driven power unit | ADVANCED FLU
DCP9518BB | BRACKET BOTTLE RETAINER FOR 2 BOTTLES | TECH QUIP IN
DCT1212 | 3/4" T X 3/4" MALE NPT STRAIGHT CONNECTOR 316SS BILOK TUBE FITTING | DRALCO SYST
DCT14 | 1/16" T X 1/4" MALE NPT STRAIGHT CONNECTOR 316SS BILOK TUBE FITTING | SPECIALTY EQ
DCT1616 | 1.0"T X 1.0"MALE NPT STRAIGHT CONNECTOR 316SS BILOK TUBE FITTING | SPECIALTY EQ
DCT24 | 1/8" T X 1/4" MALE NPT STRAIGHT CONNECTOR 316SS BILOK TUBE FITTING | SPECIALTY EQ
DCT44 | 1/4" T X 1/4" MALE NPT STRAIGHT CONNECTOR 316SS BILOK TUBE FITTING | SPECIALTY EQ
DCT62 | ??? | SPECIALTY EQ
DCTZ66 | 3/8" T X 3/8" MALE NPT BORE-THRU 316SS BILOK TUBE FITTING
DCTZ66 3/8" T X 3/8" | DCTZ66 3/8" T X 3/8" MALE NPT BORE-THRU 316SS BILOK TUBE FITTING | SPECIALTY EQ
DCTZ68 | /8" T X 1/2" MALE NPT BORE -THRU 316SS BILOK TUBE FITTING | SPECIALTY EQ
DDC BOARD | ??? | SPECIALTY EQ
DDR-120B-12 | DC/DC CONVERTER DR MNT 12V
DDR-30G-12 | CONVERTER, DC/DC 9-36Vdc/12Vdc @ 2.5 Amp, DIN RAIL | GDL INDUSTRI
DEADMANS | (blank) | ESI SUPPLY
DE-B | DE-B LED End of Circuit Light Kit | DSI
DE-B LED | DE-B LED End of Circuit Light Kit (C1D2) | DSI
DE-B LED END | DE-B LED End of Circuit Light Kit | DSI
DE-B LED END OF CIRCUIT | DE-B LED End of Circuit Light Kit | DSI
DE-B LED END OF CIRCUIT LIGHT KIT | DE-B LED End of Circuit Light Kit | DSI
DE-B - LIGHTED END KIT | DE-B - Lighted end kit | DSI
DE-B LIGHTED END SEAL 120V | (blank) | DSI
DECALS | ELECTRICAL WARNING LABELS 480v | THE SHERWIN
DEDICATED MECHANICAL DESIGNER | Dedicated Mechanical Designer for 2 Months | STOUT IMAGES
DEDICATED TRUCK | Dedicated Truck to deliver 3/10 | BARAK & BRAZ
DEF | Def | VIKING PUMP
DEGREASER | 1 LB 5 OZ ZEP BIG ORANGE DEGREASER | PARKS FUELS
DELEK MODIFIED ENVIROBOX | 10 GA C/S 56” X 18” X 24” TALL ENVIRO BOXES | TOMMY WHITE
DELIVER & LOAD SKID 21634-02 | DELIVER & LOAD SKID 21634-02 | METAL SPECIA
DELIVERIES | Skid, piping and bracket deliveries | BAY LTD.
DELIVERY | LACT skid delivered 8/18/21 | ULTIMATE WEL
DELIVERY CHARGE | Delivery Charge | ULTIMATE WEL
DELIVERY FEE | Delivery fee | METAL SPECIA
DELIVERY FEE TO BIG SPRING | Delivery Fee to Big Spring | METAL SPECIA
DELIVERY FLAT FEE | (blank) | ESCOBEDO'S W
DELVAL #T2075444R9L0 | ¾” 2000# NPT FP Floating Ball Valve, 316SS Body, 316SS Trim, RTFE Seats, Lever Operated | AIRGAS USA
DELVAL #T2100444R9L0 | 1" 2000# NPT FP Floating Ball Valve, 316SS Body, 316SS Trim, RTFE Seats, Lever Operated. | TOTAL VALVE
DENATURED ALCOHOL TO | (blank) | TOTAL VALVE
DENSITY METER | ??? | THE SHERWIN
DESERT TAN | 5 gallon kits of Desert Tan Battalion Job# 21482-01 & 02
DESERT TAN EVX | 5 gallon kits of High Solids Desert Tan Price includes Supply Chain Charge EVX Job# 21758, 21860 & 21861 | THE SHERWIN
DESERT TAN 21418 | 5 gallon kit of High Solids Desert Tan Price includes supply chain charge Battalion Job# 21418-01 | THE SHERWIN
DESIGN TIME | Additional design time for the Pegasus RTU drawings | THE SHERWIN
DETECTOR SWITCH WIRING | Installation of wiring and piping for the Detector Switches, this will include wiring the detector switches into the Microcube | ECI, INC.
DETECTOR SWITCHES | ??? | METER ENGINE
DFFP1A | SIEM7 DFFP1A FILLER 1-IN BRNCH CKT REPLACES DFFP1/QF3
DG221NRB | 30A/2P GD FUSIBLE SAFETY SWITCH W/NEUT 240V NEMA3R | SUMMIT
DG224NRK | DG224NRK CH/WEST DG224NRK FUSIBLE SWITCH, 240V 200 AMP, 2POLE W/SOLID NEUT. NEM A 3R | ELLIOTT ELEC
DG415RFWNSTDNL2 | 4" 150# RFWN STD (.237 WT) SA/A105N-FGP/A350-LF2/A694-F42 | SUMMIT
DGTL GAUGE 0-9999 PSI | Crystal M1-3KPSI | INDUSTRIAL
DH361FRK | 30A/3P HD FUSIBLE SAFETY SWITCH 600V NEMA 3R | JM TEST SYST
DH364FRK | 200A/3P HD FUSIBLE SAFETY SWITCH 600V NEMA 3R | ELLIOTT ELEC
DH365FRK | 400A/3P HD FUSIBLE SAFETY SWITCH 600V NEMA 3R | ELLIOTT ELEC
DHC64 | ??? | ELLIOTT ELEC
DHC84 | ???
DIAGNOSIS | 8/19/22 arrived at location talked with customer located unit customer explained the issue pumped grease into fork trying to push sand out couldn't get cleaned pulled pins out nd cleaned inside fork and rod greased everything put back together and unit still won't spread unit needs new rods and forks everything is to scared from sand
DIAMOND FLOOR PLATE | All material on Quote #117202001 | SHOPPA'S
DIAMOND PLATE | All material on Quote #330202203 | TEINERT META
DIAPHRAGM | ??? | TEINERT META
DIAPHRAGM 12 HOLES | DIAPHRAGM, NO.20 HEAVY; BUNA-N (12 holes)
DIAPHRAGM 8 HOLES | ??? | ANVIL INTER
DIAPHRAGM PART# 10028 | Diaphragm Part# 10028
DIAPHRAGM, NO. 10 | ??? | DAVIS & DAVI
DIAPHRAGM, NO.20 | ???
DIAPHRAGMS | SCS DIAPHRAGM 300 PSI convoluted
DIE CUT GASKET | ??? | MIDCO MACHIN
DIFF PRESSURE GAUGE | 1201PG-1A-2.5B 0-5 psid, Follower pointer
DIFF. PRESSURE SWITCH | ??? | SPECIALTY EQ
DIGITAL CONTROL VALVE | BV88A04 BV88 body only complete with 120 VAC Red Hat II solenoids ** No piston/cylinder assembly needed as this is a demo unit
DIGITAL INSPECTION KIT | DIGITAL INSPECTION KIT | BRODIE
DIGITAL THERMOMETER | DIGITAL THERMOMETER #081720034 | THE SHERWIN
DIN RAIL | PLC-RSC-24DC/21/EX PLC-INTERFACE, consisting of DIN-rail-mountable basic terminal block in 6.2 mm with screw connection and plug-in miniature relay with 6 A power contact, 1 changeover contact, 24 V DC input voltage. Approved according to ATEX/IECEx | JM TEST SYST
DISC HOLDER | ??? | AWC, INC
DISC-COUPLING | DISC-COUPLING
DISC-COUPLING 14356001 | DISC-COUPLING | FMC TECHNOLO
DISCHARGE DAMPENER | Discharge Pulsation Dampener w/3.0" 600# RF Flange | FMC TECHNOLO
DISCHARGE PRESSURE TRANSMITTER | Rosemount 2051 In-Line Pressure Transmitter 2051TG3A2B21AE5M5S5Q15 | ODESSA PUMPS
DISCHARGE PRESSURE TRANSMITTER MANIFOLD | Rosemount 306 In-Line Manifold 0306RT22BA11SG | ROSEMOUNT, I
DISCHARGE REEL | ??? | ROSEMOUNT, I
DISCHARGE SCRUBBER LEVEL TRANSMITTER LIT-1960 | Guided Wave Radar 5302MA1S1V5AE00400AAE5W3 5300 Guided Wave Radar 2 Transmitter Type: Liquid Level and Interface Transmitter M Signal Output: RS485 with Modbus communication A Housing Material: Polyurethane-covered Aluminum 1 Conduit / Cable Threads: 1/2 - 14 NPT S Operating Temperature and Pressure: - 15 psig (-1bar) to 754 psig (52 bar) at 302 deg F (150 deg C) 1 Material of Construction; Process Connection/ Probe: 316/316L/EN 1.4404 V Sealing O-ring Material: FKM 5A Probe Type ¦ Probe Length Limits: Flexible Single Lead with weight ¦ Min: 3'4" (1m); Max: 164' (50m) E Probe Length Units: English (feet, inches) 004 Probe Length (feet / meters): "feet" if English Units, "meters" if Metric Units. Min value is 1. (ie. 1-164 ft, 1-50 m) 00 Probe Length (inches / cm): (0 in, 0 cm) ¦ Not Applicable ¦ (Use when ordering Spare Transmitter Head) AA Process Connection Size / Type: 2 in. ANSI, 150 lb E5 Hazardous Locations Certifications: USA Explosion-proof W3 Weight: 1 kg weight for flexible single lead probe (5A) L=140 mm
DISCHARGE VESSLE | ASME code 30" Vertical Scrubber x 72" seam to seam,RT1 with post weld heat treat | EMERSON PROC
DISHCHARGE REEL | ??? | CEBALLOS FAB
DISP1700 | DISP1700:DISPLAY SUB-ASSY FOR 1700/2700
DISPLAY | DISP1700:DISPLAY SUB-ASSY FOR 1700/2700 | EMERSON PROC
DISPLAY 1700 | DISP1700:DISPLAY SUB-ASSY FOR 1700/2700 | MICRO MOTION
DISPLAY ASSY | ??? | MICRO MOTION
DISPLAY FOR 2700 | DISP1700:DISPLAY SUB-ASSY FOR 1700/2700
DISPOSABLE PAINT TRAYS | disposable paint trays | MICRO MOTION
DISPOSAL | (blank) | THE SHERWIN
DISTRIBUTION BLOCK | (1)-250 TO (1)-250 POWER DIST BLOCK, CATALOG #AMN1N1 | LOVINGTON
DIVERT LINE ANSI FISHER CT-88 | ERAA0999OAO FISHER CT88 SPECIAL 4” STEEL, BPV $2495.00 EA. / 2.5 WEEKS ARO | ELLIOTT ELEC
DIVERT S7315F | 3"S7315F-C2B-T/EXCM03/ALS500/GBS7000 Valve - VSI 3” S7315F-C2H 3”divert valve, stainless steel ball and stem, T-port, 150# flanged RFFE seats. Actuator – EXCM03-FS-80/6 W/GBS700 explosion proof 120v actuator with gear box. Limit switch – ALS-500-M2 explosion proof switch with dome indicator | VANZANDT CON
Divert Valve | 4” 150# JFLOW, RF, 3-WAY, T PORT, CARBON STEEL BODY, 316SS TRIM, TFM1600 SEATS & SEALS B7M FASTENERS MOUNTED TO A VALVCON LADCWX SERIES 3000 IN.LB ELECTRIC ACTUATOR W/ 4-20 MA OR 0-10VDC POSITION FEEDBACK, BATTERY BACK UP, 2 AUXILLARY LIMIT SWITCHES, UNIVERSAL POWER, HOLDING BRAKE, HEATER/THERMOSTAT, HANDWHEEL OVERRIDE, VISUAL INDICATOR, MOUNTING BRACKET & COUPLER FULLY ASSEMBLED & TESTED | HATFIELD AND
DIVERT VALVE | 4” 150# JFLOW, RF, 3-WAY, T PORT, CARBON STEEL BODY, 316SS TRIM, TFM1600 SEATS & SEALS B7M FASTENERS MOUNTED TO A VALVCON LADCWX SERIES 3000 IN.LB ELECTRIC ACTUATOR W/ 4-20 MA OR 0-10VDC POSITION FEEDBACK, BATTERY BACK UP, 2 AUXILLARY LIMIT SWITCHES, UNIVERSAL POWER, HOLDING BRAKE, HEATER/THERMOSTAT, HANDWHEEL OVERRIDE, VISUAL INDICATOR, MOUNTING BRACKET & COUPLER FULLY ASSEMBLED & TESTED
DIVERTER VALVE | GENERAL 4-WAY VALVE RECONDITIONED 6" C4721 300# GENERAL 4-WAY VALVE, GEAR OPERATED, R/P, C/S, VITON TRIM, VITON SLIPS, NICKEL PLATED BODY ID & PLUG, WITH DTR SYSTEM.R.F.F.E. SCS 19008-09 Prover
DK 100HP VFD | 100HP VFD 460V 3PH, NEMA 3R FLOOR MOUNT ENCLOSURE 65x36x16 , MAIN CIRCUIT BREAKER DISCONNECT WITH PAD LOCKABLE THROUGH THE DOOR OPERATOR, SCHNEIDER VARIABLE TORQUE ATV630 VFD, CONTROL POWER TRANSFORMER WITH PRIMARY AND SECONDARY PROTECTION, HOA SWITCH, LIGHTNING ARRESTOR, FAULT RESET PUSHBUTTON, TERMINAL STRIP FOR FIELD CONNECTIONS, DRY CONTACT FOR CUSTOMER USE, KEYPAD DOOR MOUNTED WITH WEATHER COVER, 24/7 PHONE SUPPORT UL 508 LABEL, LAMINATED SCHEMATICS. Javelin 22648-01 Shipping Loose | MIDSTREAM VA
DK 15 HP VFD | 15HP VFD 460V 3PH, NEMA 3R wall mount enclosure 41x24x12, main circuit breaker disconnect with pad lockable through the door operator, schneider variable torque atv630 vfd, control power transformer with primary and secondary protection, HOA switch, lightning arrestor, fault reset pushbutton, terminal strip for field connections, dry contact for customer use, keypad door mounted with weather cover, 24/7 phone support UL 508 label, laminated schematics. Javelin 23548-01 | DK CONTROLS
DK 25HP VFD | 25HP VFD 460V 3PH, NEMA 3R WALL MOUNT ENCLOSURE 41X24x12, MAIN CIRCUIT BREAKER DISCONNECT WITH PAD LOCKABLE THROUGH THE DOOR OPERATOR, SCHNEIDER VARIABLE TORQUE ATV630 VFD, CONTROL POWER TRANSFORMER WITH PRIMARY AND SECONDARY PROTECTION, HOA SWITCH, LIGHTNING ARRESTOR, FAULT RESET, PUSHBUTTON, TERMINAL STRIP FOR FIELD CONNECTIONS, DRY CONTACT FOR CUSTOMER USE, KEYPAD DOOR MOUNTED WITH WEATHER COVER, 24/7 PHONE SUPPORT UL 508 LABEL, LAMINATED SCHEMATICS. Javelin 23104-01 | DK CONTROLS
DK 30HP VFD | 30HP VFD 460V 3PH, NEMA 3R WALL MOUNT ENCLOSURE 41X24X12, MAIN CIRCUIT BREAKER DISCONNECT WITH PAD LOCKABLE THROUGH THE DOOR OPERATOR, SCHNEIDER VARIABLE TORQUE ATV630 VFD, CONTROL POWER TRANSFORMER WITH PRIMARY AND SECONDARY PROTECTION, HOA SWITCH, LIGHTNING ARRESTOR, FAULT RESET PUSHBUTTON, TERMINAL STRIP FOR FIELD CONNECTIONS, DRY CONTACT FOR CUSTOMER USE, KEYPAD DOOR MOUNTED WITH WEATHER COVER, 24/7 PHONE SUPPORT UL 508 LABEL, LAMINATED SCHEMATICS. Javelin 22795-01 | DK CONTROLS
DK 40HP VFD | 40HP VFD 460V 3PH, NEMA 3R FLOOR MOUNT ENCLOSURE 47X24x14, MAIN CIRCUIT BREAKER DISCONNECT WITH PAD LOCKABLE THROUGH THE DOOR OPERATOR, SCHNEIDER VARIABLE TORQUE ATV630 VFD, CONTROL POWER TRANSFORMER WITH PRIMARY AND SECONDARY PROTECTION, HOA SWITCH, LIGHTNING ARRESTOR, FAULT RESET PUSHBUTTON, TERMINAL STRIP FOR FIELD CONNECTIONS, DRY CONTACT FOR CUSTOMER USE, KEYPAD DOOR MOUNTED WITH WEATHER COVER, 24/7 PHONE SUPPORT UL 508 LABEL, LAMINATED SCHEMATICS. Javelin 22397-01 | DK CONTROLS
DK 75HP VFD | 75HP VFD 460V 3PH, NEMA 3R WALL MOUNT ENCLOSURE 53x36x16, MAIN CIRCUIT BREAKER DISCONNECT WITH PAD LOCKABLE THROUGH THE DOOR OPERATOR, SCHNEIDER VARIABLE TORQUE ATV630 VFD, CONTROL POWER TRANSFORMER WITH PRIMARY AND SECONDARY PROTECTION, HOA SWITCH, LIGHTNING ARRESTOR, FAULT RESET PUSHBUTTON, TERMINAL STRIP FOR FIELD CONNECTIONS, DRY CONTACT FOR CUSTOMER USE, KEYPAD DOOR MOUNTED WITH WEATHER COVER, 24/7 PHONE SUPPORT UL 508 LABEL, LAMINATED SCHEMATICS. Javelin 22647-01 Shipping Loose | DK CONTROLS
DK CONRTOLS | 400HP CONSTANT TORQUE VFD, ATV930, 72X72X24 NEMA 3R FREE STANDING ENCLOSURE, 65kAIC MAIN BREAKER W/ FLANGE MOUNT, JOG/OFF/AUTO, CNTRL TRANSFORMER UPGRADED TO 1500 VA 240X480V-120/115/110V, PILOT LIGHTS FOR SHUTDOWNS: VIBRATION, HIGH DISCHARGE PRESSURE, LUBRICATION LEVEL, LOW OIL LEVEL, SPARE, CONTROL RELAYS UPDATED TO 120VAC ADD BREAKER TO RUN 3/4HP 120V SAMPLE PUMP MOTOR (JV09302021) | DK CONTROLS
DK CONTROLS | 400HP CONSTANT TORQUE VFD, ATV930, 72X72X24 NEMA 3R FREE STANDING ENCLOSURE, 65kAIC MAIN BREAKER W/ FLANGE MOUNT, JOG/OFF/AUTO, CNTRL TRANSFORMER UPGRADED TO 1500 VA 240X480V-120/115/110V, PILOT LIGHTS FOR SHUTDOWNS: VIBRATION, HIGH DISCHARGE PRESSURE, LUBRICATION LEVEL, LOW OIL LEVEL, SPARE, CONTROL RELAYS UPDATED TO 120VAC ADD BREAKER TO RUN 3/4HP 120V SAMPLE PUMP MOTOR (JV09302021) | DK CONTROLS
DK VFD4030-VT-NS-2W | 30HP VFD 460V 3PH, NEMA 3R WALL MOUNT ENCLOSURE 41X24X12, MAIN CIRCUIT BREAKER DISCONNECT WITH PAD LOCKABLE THROUGH THE DOOR OPERATOR, SCHNEIDER VARIABLE TORQUE ATV630 VFD, CONTROL POWER TRANSFORMER WITH PRIMARY AND SECONDARY PROTECTION, HOA SWITCH, LIGHTNING ARRESTOR, FAULT RESET PUSHBUTTON, TERMINAL STRIP FOR FIELD CONNECTIONS, DRY CONTACT FOR CUSTOMER USE, KEYPAD DOOR MOUNTED WITH WEATHER COVER, 24/7 PHONE SUPPORT UL 508 LABEL, LAMINATED SCHEMATICS. Javelin 23103-01 | DK CONTROLS
DK VFD4075-VT-NS-2W | 75HP VFD 460V 3PH, NEMA 3R WALL MOUNT ENCLOSURE 53x36x16, MAIN CIRCUIT BREAKER DISCONNECT WITH PAD LOCKABLE THROUGH THE DOOR OPERATOR, SCHNEIDER VARIABLE TORQUE ATV630 VFD, CONTROL POWER TRANSFORMER WITH PRIMARY AND SECONDARY PROTECTION, HOA SWITCH, LIGHTNING ARRESTOR, FAULT RESET PUSHBUTTON, TERMINAL STRIP FOR FIELD CONNECTIONS, DRY CONTACT FOR CUSTOMER USE, KEYPAD DOOR MOUNTED WITH WEATHER COVER, 24/7 PHONE SUPPORT UL 508 LABEL, LAMINATED SCHEMATICS. Javelin | DK CONTROLS
DK1-NNANNA-SFW | AS SCHNEIDER VARIAS BLOCK SS | DK CONTROLS
DLA12 | 3/4" T X 3/4" T 90' UNION ELBOW 316SS BILOK TUBE FITTING | TECH QUIP IN
DLA6 | 3/8" T X 3/8" T 90' UNION ELBOW 316SS BILOK TUBE FITTING | SPECIALTY EQ
DLB2500 | MAKERS DLB2500 WINCH FOR MSNH2560ABH & MSNH3060ABH | SPECIALTY EQ
DLL4UNV1S903TFEM | LIGHTING | SUMMIT
DLN1616 | 1.0"T X 1.0" MALE NPT ELBOW 316SS BILOK TUBE FITTING | ELLIOTT ELEC
DLN62 | ??? | SPECIALTY EQ
DMM44100R | FUSE
DOCMTRLTM | MATERIAL TEST REPORT, LIQUID TURBINE METER | ELLIOTT ELEC
DOCQACOC | CERTIFICATE OF CONFORMANCE
DOC-QA-HT | ??? | CHEROKEE M&C
DOCQAHTL | HYDROSTATIC TEST CERTIFICATE, VALVES AND TURBINE METERS | CHEROKEE M&C
DOCUMENTATION | ??? | CHEROKEE M&C
DODGE E60 RAPTOR ELEMENT | DODGE E60 RAPTOR ELEMENT 015852 ITEM # 06958362
DOOR | Door | MOTION INDUS
DOOR FRAME | 3' x 7' Door Frame | BULLDOG STEE
DOOR JAMB | Door Jamb 5' | BULLDOG STEE
DOOR JAMS | Qty. 2 Door Jambs | BULLDOG STEE
DOOR SWITCH | DOOR SWITCH UL W/OUT CONNECTION CABLE, W/FIXING KI | BULLDOG STEE
DORGZ5 | 5# box of rags | AWC, INC
DOS1 | 1/16" FERRULE SET 316SS BILOK TUBE FITTING | SUMMIT
DOT TEKHW14112 | HEX HEAD | SPECIALTY EQ
DOTEKHW141 | Self drilling 1/4"X 1" with 3/8" hex head | CED/CAIN ELE
DOTTIE 14H114 1/4X1-1/4 ANCH | Job # 21109-10 Charge back to moms meals | SUMMIT
DOTTIE 1IN CONDUIT BOD | Job # 21109-10 Charge back to moms meals | DEALERS
DOTTIE 3/4 IN COND BODY | Job # 21109-10 Charge back to moms meals | DEALERS
DOTTIE 3/4 IN CONDUIT BO | Job # 21109-10 Charge back to moms meals | DEALERS
DOTTIE DU01 3IN | DOTTIE DU01 3IN X 1000FT DETECTABLE TAPE 5MIL CAUTION BURRIED ELECTRIC LINE BELOW | DEALERS
DOTTIE FENW38114 3/8 X 1-1/4 | DOTTIE FENW38114 3/8 X 1-1/4 FENDER WSHR ZN PLTD | SUMMIT
DOTTIE HN-12 STEEL HEX NUT | Job # 21109-10 Charge back to moms meals | SUMMIT
DOTTIE HN38 3/8-16IN | DOTTIE HN38 3/8-16IN HN FINISH ZN PLATED HEX NUT | DEALERS
DOTTIE LB75CG 3/4 CONDUIT | Job # 21109-10 Charge back to moms meals | SUMMIT
DOTTIE LW38 3/8IN LOCK WSHR | DOTTIE LW38 3/8IN LOCK WSHR ZN PLTD | DEALERS
DOTTIE ROD38 3/8-16 X 10 | DOTTIE ROD38 3/8-16 X 10 THREADED ROD 10 FOOT LENGTHS STEEL ZINC PLATED | SUMMIT
DOTTIE T100CG IN COND BODY | Job # 21109-10 Charge back to moms meals | SUMMIT
DOTTIE T75CG 3/4 CONDUIT | Job# 21109-10 Charge back to moms meals | DEALERS
DOTTIE W14214 | Dottie W14214 | DEALERS
DOUBLE BLOCK AND BLEED | 8 inch 300# DBB Franklin DuraSeal Valve, 8" ANSI 300#, Fig.#D721. Viton slip seals & trim, A216 WCB Body with Chrome ID, Plug with ENP, Lower Plate, A536 DI Slips RFFE, 401 Gear Operator & DTR Assembly. QUOTE # 201857PL | SUMMIT
DP | DP Power Connection Kit | MIDSTREAM VA
DP POWER CONNECTION BOX | DP Power Connection Box | DSI
DP POWER CONNECTION KIT | DP Power Connection Kit | DSI
DP - POWER KIT | DP - power kit | DSI
DP POWER CON KIT | DP Power Connection kit | DSI
DP POWER CONNECTION BOX 120V | (blank) | DSI
DP1050MTK | Mounting Kit, MFG PN: DP1050MTK | DSI
DPI | Orange Research Differential Pressure Indicator. 0-10 PSID with Follower Pointer | SUMMIT
DPI GAUGE | ??? | SPECIALTY EQ
DPI GAUGE 0-10 PSID | ???
DR12024 | ???
DR120-24 | MNT 24V 5AMP POWER SUPPLY | GDL INDUSTRI
DR6351D | ENG QSB 4.5 C G2-NSPART4
DR6357RX | ENG QSB 4.5 T2 C 110@2500 G2-NSPART4 | CUMMINS SALE
DRAFTING WORK | Drafting work | CUMMINS SALE
DRAIN LINE FAB | (blank) | BARAK & BRAZ
DRAIN LINE MODIFICATION | (blank) | ULTIMATE WEL
DREXEL BROOK MONITOR | UT01020000-201-B/700-1202-401-BA0-101-790.57-152XX DREXEL BROOK WATER CUT MONITOR WITH TEMP COMPENSAT 4-20MA XP INTEGRAL 201 SENSING ELEMENT 3 TERM PERM ASEAL WITH TEMP SENSOR, 316SS, 3/4" NPT MOUNTING, 4" PIPE, 31.125" INSERTION, 6" COTE SHIELD | ULTIMATE WEL
DREXELBROOK WCM | VC01020000260B/700-1202-062 Universal V Water Cut Monitor HART Protocols FM/FMc XP Approvals 3/4" NPT Electrical Connections Integral Configuration W/out Dual Seals Sensing Element: 700-1202-062 Peek Concentric / Pipe > 8" 1000PSI @ 250°F Software - Light Oil 0-5% 316/316L SS Wetted Parts Mounting: 8" 300# SS RF Flange Pipe Size, Insertion Length, and Cote Shield Length - 8"> PS25.5", IL 10" CSL. Kinder Morgan 24970-01 Wink Skid | HATFIELD AND
DRILL & 1" TAP COVER PLATES | (blank) | HATFIELD AND
DRILL & TAP | (blank) | KARNS MACHIN
DRILL & TAP PLATE TO 1" NPT | (blank) | KARNS MACHIN
DRILL & TOPPED BOX | (blank) | KARNS MACHIN
DRILL AND TAP COVERS | Drill and Tap Covers | KARNS MACHIN
DRILL AND TAP HUBS | drill and tap Hubs | KARNS MACHIN
DRILL HOLE FOR BOOSTER | (blank) | JOHNSON TOOL
DRILL TAP COVER PLATE 1" NPT | (blank) | KARNS MACHIN
DRILL TAP FOR 1" NPT | (blank) | KARNS MACHIN
DRILL TAP TOOL KIT, 8PC | (blank) | KARNS MACHIN
DRILL/TAP | Drill and tap cover plate 1" NPT | ELLIOTT ELEC
DRILL/TAP COVER PLATE 1" NPT | (blank) | KARNS MACHIN
DRILLBIT112 | 1-1/2 DRILL BIT | KARNS MACHIN
DRILLBIT114 | 1-1/4 DRILL BIT | ELLIOTT ELEC
DRILLCOB06 | 3/32 COBALT JOBBER DRILL BIT | ELLIOTT ELEC
DRILLED & TAPPED HOLES | Drilled and Tapped SCS supplied boxes | ELLIOTT ELEC
DRILLHSS#07 | #7 HSS HD JOBBER DRILL BIT | KARNS MACHIN
DRIP SHIELD 36" | FIELD REPLACEMENT - DRIP SHIELD WAS DAMAGED IN THE FIELD ON PANEL # VFD4150-CT-630-SP-XTO SCS PO # 16249 | ELLIOTT ELEC
DRIVE MOTOR | 07518XT3E365T | DK CONTROLS
DRUM CRADLE | Drum Cradle | WEG ELECTRIC
DRUMS OF 111 | Drums of 111 | THE SHERWIN
DRUMS OF 15 | Drums of 15 | THE SHERWIN
DRUMS OF MEK | drums of MEK | THE SHERWIN
DRY BREAK COUPLER | ??? | THE SHERWIN
DRY DISCONNECT | DBC61-200 2 Al Dry Disconnect Coupler
DS/DE ABOVE INSULATION SPLICE/END SEAL KIT | DS/DE Above Insulation Splice/End Seal Kit | HOSE OF SOUT
DS32 | CRS-H DS32 SGL GNG SHT STEEL SURFAC REF QUOTE 2002662078 LINE 210 | SUMMIT
DS4STD52N | 4" STD .237W A/SA106B/SA333GR6 1 PC L- ' 12" THD/THD CTL | DSI
DSA-12-8-SS | F CONNECTOR 3/4 X 1/2 SS | SUMMIT
DS-A6-12 | US TRAY DS-A6-12 STRAIGHT DIVIDER 6IN X 12FT | INDUSTRIAL
DSA68 | 3/8" T X 1/2" FEMALE NPT STRAIGHT CONNECTOR 316SS BILOK TUBE FITTING | SPECIALTY EQ
DSA84 | 1/2" T X 1/4" Female NPT Straight connector 316SS BILOK tube fitting | SPECIALTY EQ
DSD SID K1 BRACKET | (blank) | SPECIALTY EQ
DSD918 S769 EM-SP | CRS-DSD918-S769-3M-SP P/B STATION | SUMMIT
DSD918S769EMSP | (blank) | SUMMIT
DSD925 | ??? | SUMMIT
DSD957 | PB CVR ASSY CSA APR
DSI 2 GLOBE VALVE | Valve Globe DSI 2.00 Inch Cl 150 RF BB WCB Body API Trim 12 HWO Graphite Pkg & Spiral Wound SS Gskt API 623 Nace DSI 133LU-N | ELLIOTT ELEC
DSI 3" 150# GLOBE VALVE | Valve Globe DSI 3.00 Inch Cl 150 RF BB WCB Body API Trim 8 HWO Graphite Pkg & Spiral Wound SS Gskt API 623 DSI 133XU | MIDSTREAM VA
DSI 4 GLOBE VALVE | 4 150 RF Globe Valve WCB Trim 8 HWO DSI 137XU MVP Quote No. 209378BW REV1 | MIDSTREAM VA
DSI 6" 150# GLOBE VAVLE | 6" 150 RF Globe Valve WCB Trim 8 HWO DSI 133XU | MIDSTREAM VA
DSI 6" GLOBE VALVE | 6" 150 RF Globe Valve WCB Trim 8 HWO DSI 133XU | MIDSTREAM VA
DSI 6" SWING CHECK | 6" 150 RF Swing Check Valve WCB Trim 8 DSI 137XU | MIDSTREAM VA
DSI 8 GLOBE VALVE | Valve Globe DSI 8.00 Inch Cl 150 RF BB WCB Body API Trim 12 HWO Graphite Pkg & Spiral Wound SS Gskt API 623 Nace 133LU-N | MIDSTREAM VA
DSI CHECK VALVE | 6" 150# RF SWING CHECK VALVE ASTM A216 WCB TRIM 8 API‐594 DSI 137XU | MIDSTREAM VA
DSI GLOBE VALVE | 4" 150 RF Globe Valve WCB Trim 8 HWO DSI 133XU | MIDSTREAM VA
DSI4101A818.5 | .50" GT FS/NACE SEXSW BB | MIDSTREAM VA
DSI4101A818.75 | .75" GT FS/NACE SEXSW BB 800 DSI | THE PAINT
DSI-PD1719RW | Pad, Absorbent, 17" x 19", 100/cs, White Pads, Oil Only | INDUSTRIAL
DSL4121 A8181 | 1" GT FS/NACE SE BB 800 OSI | INDUSTRIAL
DSPLE000 | ??? | INDUSTRIAL
DT224URK | 200A/2P HD NF DOUBLE THROW SWITCH 240V NEMA 3R
DTA1 | 1/16" TUBING UNION TEE 316SS BILOK TUBE FITTING | ELLIOTT ELEC
DTA12 | 3/4" TUBING UNION TEE 316SS BILOK TUBE FITTING | SPECIALTY EQ
DTA16 | 1.0" TUBING UNION TEE 316SS BILOK TUBE FITTING | SPECIALTY EQ
DTA4 | 1/4" T X 1/4" T UNION TEE 316SS BILOK TUBE FITTING | SPECIALTY EQ
DTA8 | ??? | SPECIALTY EQ
DTAP3816 | Greenlee Drill tap 3/8"-16
DTAP5/16-18 | GRN DTAP5/16-18 5/16-18 DRILL/TAP DRILL/TAP (SP=5) | ELLIOTT ELEC
DTM WHITE | DTM White 5 Gallons | SUMMIT
DTNF364R | ITE DTNF364R 3P 200A 600V SFTY SW REF QUOTE 2002662078 LINE 130 | THE SHERWIN
DTR ASSEMBLY | NACE bolting and stainless steel DTR assembly | SUMMIT
DTR886 | 1/2" T X 1/2" T X 3/8" T REDUCING TEE 316SS BILOK TUBE FITTING | FRANKLIN VAL
DUA2 | 1/8"T X 1/8" T UNION 316SS BILOK TUBE FITTING | SPECIALTY EQ
DUA4 | 1/4"T X 1/4" T UNION 316SS BILOK TUBE FITTING | SPECIALTY EQ
DUA6 3/8" T X 3/8" T | DUA6 3/8" T X 3/8" T UNION 316SS BILOK TUBE FITTING | SPECIALTY EQ
Dual 75 HP VFD | ??? | SPECIALTY EQ
DUAL COUNTER | Dual Counter Prover (CP2BD) 120V AC/ 12VDC
DUAL DISK CHECK VALVE | ??? | A PLUS CONTR
DUAL PROVER COUNTER REPAIR | Prover counterCP-2 SN#120976531001 Repair, Check Calibration flow, Ch#1, Ch#2. Check Voltages, Signals, Flow Rates, Prover. Functions OK. Unit Tests OK. Prover counter CP-2 #09207427 Replace Bad R20, Q2 and main Board. Check Calibration flow, Ch#1, Ch#2. Check Voltages, Signals, Flow Rates, Prover. Functions OK. Unit Tests OK
DUAL SEAL | Dual Seal w/ Plan 52 Secondary Seal System | A PLUS CONTR
DUCK TAPE (GRAY) | PC600 165-0548 | DXP ENTERPRI
DUCT COVER | DUCT COVER W/PROTECTIVE FILM | THE SHERWIN
DUCT COVER W/PROTECTIVE FILM | DUCT COVER W/PROTECTIVE FILM | AWC, INC
DUCT COVER, PVC, 2W X 6, LGRAY | DUCT COVER, PVC, 2W X 6, LGRAY | AWC, INC
DUCT COVER, PVC, 3W X 6, LGRAY | DUCT COVER, PVC, 3W X 6, LGRAY | AWC, INC
DUCT TAPE | Duct tape | AWC, INC
DUCT TAPE 5EA | Job # 21109-10 Charge back to moms meals | THE SHERWIN
DUHA 20110 | OSP | DEALERS
DUMP TRUCK | Dump Truck Loads | FENDER
DUMP TRUCK DRIVER | Dump Truck Driver | CLINE CONSTR
DUPLEX STRAINER | Titan DS696-CS-6" 150# RF Flanged End 3-Piece Duplex Strainer, Carbon Steel Body 1/8" Perf SS Basket | CLINE CONSTR
DUR AH103RV-D4 | Impeller Flowserve Durco | EGGELHOF, IN
DUR21 | 1/8"T X 1/16" T REDUCING UNION 316SS BILOK TUBE FITTING | BASIN ENGINE
DUR42 | 1/4" T X 1/8" T REDUCING UNION 316SS BILOK TUBE FITTING | SPECIALTY EQ
DUR62 | 3/8" T X 1/8" T REDUCING UNION 316SS BILOK TUBE FITTING | SPECIALTY EQ
DUR86 | 1/2" T X 3/8" T REDUCING UNION 316SS BILOK TUBE FITTING | SPECIALTY EQ
DUST CAP | MS25043-14D dust cap | SPECIALTY EQ
DUST CAPS | 14 Series Dust Caps | COMMERCIAL E
DUST MASK 50 PACK | Dust Mask 50 Pack | COMMERCIAL E
D-UT 2 5/10 END COVER | D-UT 2 5/10 End cover length: 47 mm width: 2.2 mm height: 39.8 mm color: gray | TOMMY WHITE
DV LEVEL SWITCH BRIDLE | (blank) | ULTIMATE WEL
DVC6200 | New DVC6200 HC DIG. Rotary and sliding stem 4-20mA, single/direct/gauges, alum. exp. proof, hart comm. FM, low bleed relay. | FLOW CONTROL
DW1215RFWNSTD | DW1215RFWNSTD 12" 150# RFWN STD (.375 WT) SA/A105 | INDUSTRIAL
DW215RFBL | DW215RFBL 2" 150# RF-BLIND SA/A105 | INDUSTRIAL
DW215RFWNXH | DW215RFWNXH 2" 150# RFWN XH (.218 WT) SA/A105 | INDUSTRIAL
DW315RFBL | DW315RFBL 3" 150# RF-BLIND SA/A105 | INDUSTRIAL
DW315RFWNSTD | DW315RFWNSTD 3" 150# RFWN STD (.216 WT) SA/A105 | INDUSTRIAL
DW415FFWNSTD | DW415FFWNSTD 4" 150# FFWN STD (.237 WT) SA/A105 | INDUSTRIAL
DW415RFBL | DW415RFBL 4" 150# RF-BLIND SA/A105 | INDUSTRIAL
DW415RFWNSTD | DW415RFWNSTD 4" 150# RFWN STD (.237 WT) SA/A105 | INDUSTRIAL
DW4STDX2XHTE | DW4STDX2XHTE 4" STD X2" XH RED TEE A234- WPB | INDUSTRIAL
DW4X215RFTHRD | DW4X215RFTHRD 4" X 2" 150# RF RED THREAD SA/A105 | INDUSTRIAL
DW615RFBL | DW615RFBL 6" 150# RF-BLIND SA/A105 | INDUSTRIAL
DW615RFWNSTD | DW615RFWNSTD 6" 150# RFWN STD (.280 WT) SA/A105 | INDUSTRIAL
DW815FFWNSTD | DW815FFWNSTD 8" 150# FFWN STD (.322 WT) SA/A105 | INDUSTRIAL
DW815RFBL | DW815RFBL 8" 150# RF-BLIND SA/A105 | INDUSTRIAL
DW815RFWNSTD | DW815RFWNSTD 8" 150# RFWN STD (.322 WT) SA/A105 | INDUSTRIAL
DWP3000 3000FT POLYPULL | Job # 21109-10 Charge back to moms meals | DEALERS
DWYER FLOW SWITCH | Dwyer V6EPS-S-S-6-0 Flow Switch | DWYER CONTRO
DWYER FLOWTEC | DWYER FLOWTEC MINI SIZE FLOW SWITCH 1'' NPT , SS, | BUTLER & LAN
DWYER FLOWTEC FLOW SWITCH | V6EPS-S-S-3-S DWYER FLOWTEC MINI SIZE FLOW SWITCH 1'' NPT , SS, SPDT | BUTLER & LAN
DWYER FLOWTEC MINI FLOW SWITCH | V6EPS-S-S-3-S DWYER FLOWTEC MINI SIZE FLOW SWITCH 1'' NPT , SS, SPDT | BUTLER & LAN
DWYER FLOWTEC MINI SIZE | DWYER FLOWTEC MINI SIZE FLOW SWITCH 1'' NPT , SS, | DAVIS & DAVI
DWYER FS | Dwyer Flow Switch Model V6EPS-S-S-6-0 | DWYER CONTRO
DXP HP-PLUS | PumpWorks HP PLUS 675-9000, 21 Stages • Carbon Steel Housing; Total length 10.90 ft • Nitronic-50 Shaft • Ni-Resist Diffusers and Impellers • Stainless Steel Head and Base with Tungsten Carbide Bearings • 4in 600# RF; SS Discharge Adaptor II. Coupling • Metastream Non-Lubricated Flexible Disc Coupling w/ 7” Spacer & non-sparking guard. III. Thrust Chamber – Back Pullout • Angular Contact, Ball Bearing, Oil Lubricated Thrust Chamber Rated for #4000 Thrust. • Flex-A-Seal Dual Cartridge Mechanical Seal for Crude Oil Service • 5-Gal Carbon Steel Seal Pot for Plan 52/11 Flush. Includes pressure gauge, vent, drain, 316 Stainless Steel Tubing, Low Level Switch, and High-Pressure Switch • 4in 150# RF Stainless Steel Intake IV. Motor GE 200 HP; 3600 RPM; 447TS Frame; 213 FLA @ 460V; 3 PH; TEFC; NEMA Premium Efficient, Inverter Duty, Class 1 Div II. With Insulated Bearing and Provisions for Vibration Transmitters 1/4 -18 NPT Standard on each end V. Skid Details • Estimated Size: 20’ L X 40” W Base Plate; Structural Steel with Adjustable Pump Supports; Adjustable Motor Alignment Positioning Screws; Base to Accommodate Next Frame Size Larger Motor; Drip Rim Containment at Discharge Flange Area and Mechanical Seal Area • Carboline 2 Part Polyurethane Paint System on Pump and Base; Manufacturer’s Standard on Other Equipment VI. Electrical Package – As Per SCS Technologies Request. • NEMA 4X Junction Box: 1 terminal strips. Installed at discharge end of pump and wired. • Conduit shall be used for all transmitters and switch. A union shall be installed between the transmitters and conduit as required. • Murphy Explosion Proof Oil Level EL150EX with EYS seal on port connection below the head. • Metrix ST5484E Vibration Transmitters Qty (2) for Motor & Qty (1) Thrust Chamber • Rosemount 3051TG4A2B21AE5M5T1S5 Discharge & Suction Pressure Transmitter | DXP ENTERPRI
DXP POT LS | LX Series Plan 52 Seal Pot Ameritrol Series LX-0750-D | DXP ENTERPRI
DXP PUMP | One (1) Pump Works HP PLUS 675-9000 36 Stages  Carbon Steel Housing; Total length 17.8 ft  Nitronic-50 Shaft  Ni-Resist Diffusers and Impellers  Stainless Steel Head and Base with Tungsten Carbide Bearings  4in 600# RF; SS Discharge Adaptor Coupling  Rexnord Non-Lubricated Flexible Disc Coupling w/ 7” Spacer & non-sparking guard Upgrade for Ease of Service: Back Pull Out Thrust Chamber with Cartridge Seal • Angular Contact, Ball Bearing, Oil Lubricated Thrust Chamber Rated for #4000 Thrust. • Single Cartridge Seal w/ Segmented Bushing • Plan 11 Seal Flush with Stainless Tubing & Plan 65 Leak Detection with Pot • 4in 150# RF Carbon Steel Intake. Motor  GE 300 HP; 3600 RPM; 449TS Frame; 319 FLA @ 460V; 3 PH; TEFC; NEMA Premium Efficient Class 1 Div II Groups. Insulated Motor Bearings Included. Skid Details  Estimated Size: 28’ L X 40” W Base Plate; Structural Steel with Adjustable Pump  Supports; Adjustable Motor Alignment Positioning Screws; Base to accommodate Next Frame Size Larger Motor; Drip Rim Containment at discharge Flange Area and Mechanical Seal Area  Enamel Paint System on Pump and Base; Manufacturer’s Standard on Other Equipment. Safety Switches  Murphy Explosion Proof Oil Level EL150EX & Vibration VS-2EX Switches. METRIX ST5484E Vibration Transmitter. WIKA 4-20mA Temp Transmitter, Cl1 Div 1 – XP, 0-300 F, spring loaded bushing, 3 wire RTD mounted with a T24 transmitter. Spare H-Pump cartridge mechanical seal and o-rings – Option for above pull out chamber & plan 65. Verdun Oil 20686-01 | DXP ENTERPRI
DXP PWA ELECT PACKAGE OPTION | Electrical Package – All Wired Up to J-Box  NEMA 4X Junction Box  Murphy EL-150EX Explosion Proof Oil Level Switch with EYS seal on port  Metrix ST5484E Vibration Transmitters Qty (2)  Rosemount 3051TG3A2B21AE5M5T1S5 Suction Press Trans  Rosemount 3051TG4A2B21AE5M5T1S5 Discharge Press Trans. Marathon 23991-01, 23992-01 & 23993-01 | DXP ENTERPRI
DXP PWA H-PUMP | PUMPWORKS HP PLUS 675-9000 I. PumpWorks HP PLUS 675-9000, 21 Stages • Carbon Steel Housing; Total length 10.90 ft • Nitronic-50 Shaft • Ni-Resist Diffusers and Impellers • Stainless Steel Head and Base with Tungsten Carbide Bearings • 4in 600# RF; SS Discharge Adaptor II. Coupling • Non-Lubricated Flexible Disc Coupling w/ 7” Spacer & non-sparking guard III. Thrust Chamber • Non-Back pullout, Oil Lubricated, 8000# Thrust Chamber • 4in 150# RF; SS Intake Adaptor • Single Component Seal for Crude Oil Service IV. Motor • 200 HP; 3600 RPM; 447TS Frame; 219 FLA @ 460V; 3 PH; TEFC; NEMA Premium Efficient Class 1 Div II. V. Skid Details • Estimated Size: 20’ L X 40” W Base Plate; Structural Steel with Adjustable Pump Supports; Adjustable Motor Alignment Positioning Screws; Base to Accommodate Next Frame Size Larger Motor; Drip Rim Containment at Discharge Flange Area and Mechanical Seal Area • Enamel Paint System on Pump and Base; Manufacturer’s Standard on Other Equipment VI. Safety Switches Murphy Explosion Proof Oil Level EL150EX & Vibration VS-2EX Switches. Marathon 23991-01, 23992-01 & 23993-01 | DXP ENTERPRI
DXP PWA MOTOR OPTION | Insulated Motor Bearings. Marathon 23991-01, 23992-01 & 23993-01 | DXP ENTERPRI
DXP PWA PLAN 52 OPTION | Dual Seal w/ Plan 52 Secondary Seal System. Marathon 23991-01, 23992-01 & 23993-01 | DXP ENTERPRI
DXP PWA SERVICE OPTION | Upgrade for Ease of Service: Back Pull Out Thrust Chamber with Cartridge Seal  Angular Contact, Ball Bearing, Oil Lubricated Thrust Chamber Rated for #4000 Thrust.  Single Cartridge Mechanical Seal for Crude Oil Service  Plan 11 Seal Flush with Stainless Tubing  4in 150# RF Stainless Steel Intake. Marathon 23991-01, 23992-01 & 23993-01 | DXP ENTERPRI
DXP PWA SPARE SEAL OPTION | Spare Dual Cartridge Mechanical Seal. Marathon 23991-01, 23992-01 & 23993-01 | DXP ENTERPRI
DXP SPARE PARTS | Spare Dual Cartridge Mechanical Seal and O-rings. | DXP ENTERPRI
DYMO 18051 | 1/4 TUBE LABEL (PLHSWHT-1/4) | CED/CAIN ELE
DYMO 18053 | 3/8 TUBE LABEL | CED/CAIN ELE
E&D | E&D (Skid Interconnects & C&CS) | E-Z PIPE
E&H METER | 2” 150# Endress Hauser Promass F500, 8F5B80, DN50 Coriolis Meter Javelin 22396-01 & 22397-01 | E-Z PIPE
E&H PIT | Cerabar S PMC71 PMC71-1LTQ0/0 (PMC71-TBC1K6RDAAA) Process, Transmitter S-Class Pioneer 21460 / 21802 LACT Upgrades | E-Z PIPE
E&H PROMAG | Promag W 300, 5W3B80, DN80 3" 5W3B80-7XW6/0 (5W3B80-CSEIBADDFADUA1KHAA2) Lakewood 22619-01 & 02 | E-Z PIPE
E&H TIT | RTD Assembly T13, TW type XP US Style T13-G3A28A3AHFKA1 Resistor RTD, Sensor Heavy Duty Pioneer 21460 / 21802 LACT Upgrades | E-Z PIPE
E/NS 35 N END CLAMP | E/NS 35 N End clamp width: 9.5 mm color: gray Cust Part: 17-15060 | AWC, INC
E+H 6" 150# Q-500 | Endress Hauser 6” 150# Promass Q500 model 8Q5B1F, DN150 coriolis meter. 8Q5B1F-CSDMADDAGBAB2DSAAASKA2+EBEJJC. Plains 23599-01 | SHERMCO SYST
E+H PROMASS Q 500 | 3" 150#Endress Hauser Promass Q 500 Meter 8Q5B80, DN80, 8Q5B80-5NW0/0, 8Q5B80-CSDMADDAFBAB1DSAAASAA2+EBEJ. Plains 23810-01 | FMC TECHNOLO
E+H TU53 | Thermowell TU53, Screw in U.S. Style. TU53-1AB81C1C1AAK. Kinder Morgan 24970-01 Wink Skid | ENDRESS + HA
E01011E-10BA-00 | 1kW 120V P1 EP 12 ADJ NPT | ENDRESS + HA
E01021E-15BA-00 | E01021E-15BA-00 1kW 240V P1 EP 12 ADJ NPT | ENDRESS + HA
E01043E-101A-00 | 1000W 480V 3PH ER 12 100F Immersion Heater, 2" NPT Connection, 30-45 Gallon Oil Capacity, 12" Probe Length, 3 Phase, 480 Volts, 1000 Watts, 1.2 AMPS, 11.0 W/SQIN, Class 1 Div 1 Group C&D T3A | ENDRESS + HA
E01543E-154A-00 | IMMERSION PLUG HEATER, 2" MNPT, 3 PHASE 480VAC, 1500WATT, 12" PROBE LENGTH, 1.8 AMPS, 17.0 WATTS/IN2, 45-60 GAL, 40-60 DEG F THERMOSTAT | ENDRESS + HA
E0808 NEMAI WIREWAY | Job # 21109-10 Charge back to moms meals | ENDRESS + HA
E10T215AS | TOGGLE DPST 15AS | HOTSTART
E4X/7-35235 JB | E4X/7-35235 JB Adjustable Line Sensing T'stat 35-235F | HOTSTART
E60 RAPTOR ELEMENT 015852 | (blank) | HOTSTART
E635 | REPLACEMENT CUTTER WHEEL FOR STAINLESS STEEL TUBING FITS MODEL #35-S TUBING CUTTER TWO PER PACKAGE: RIGID | HOTSTART
E9-CORIOLIS-3 | Treatment Service | DEALERS
E9DISPLAYPKG-PLP | Total of (1) Counter Display Package as quoted and split between (7) project numbers | ELLIOTT ELEC
E9MPE05DF | e9MPE05DF e9 Metal Pro Performance Treatment 5L - Extra Strength | DSI
EA MA15/D/1/SI | LPU W/INDICATOR - 120V | MOTION INDUS
EARPLUGS, SOFT YELLOW NEON B | Earplugs, Soft Yellow Neon B | SPECIALTY EQ
EATON 150HP VFD | EATON (DG1) 150HP @ 480V VT EATON 250A BREAKER WITH ROTARY HANDLE EATON HMI KEYPAD MOUNT ON DOOR 3% LINE REACTOR HAND-OFF-AUTO SEL SW MARATHON 20122-01 | E9 TREATMENT
EAUV 130 SMT D VITON | EAUV 130 SMT D VITON | E9 TREATMENT
ECD15 | 1/2" Drain | E9 TREATMENT
ECLK112 | 1/2X12 EXPLOSION PROOF FLEX COUPLING | AWC, INC
ECLK118 | CRS-H ECLK118 1/2X18 LIT FLEX CPLG BRNZ BRAID, BRASS CORE; 1/2 IN; CHROMATE TREATED GALV STEEL UNION, FINISHED FORGED BRASS FITTING | THE PAINT
ECLK212 | 3/4 X 12 LT FLEX COUPLING | ELLIOTT ELEC
ECLK218 | 3/4" X 18" EXPLOSION PROOF FLEXIBLE COUPLING | KIMRAY INC.
ECLK224 | 3/4" X 24" LT Flex Coupling | ELLIOTT ELEC
ECLK312 | 1 x 12 Flex | ELLIOTT ELEC
ECLK318 | CR-HINDS ECLK318 IX18 LIT FLEX CPLG DIVISION 1 FLEXIBLE COUPLING MALE-FE MALE | SUMMIT
ECN5422AAEP6R63D | PUMP PANEL - 60A FUSIBLE SW NEMA 3R SZ 2 120VAC CO | ELLIOTT ELEC
ECN5432AAGP6R63E | PUMP PANEL - 100A FUSIBLE SW NEMA 3R SZ 3 120VAC C | ELLIOTT ELEC
ECN5432CAA | FS Pump Panel Size 3 Enclosure 3R 480-None Fuse. Validus 22258-01 - 22261-01 Validus 22354-01 - 22355-01 | ELLIOTT ELEC
ECN5432CAGP6R63E | PUMP PANEL - SIZE 3 100A FUS SW N3R 480V COIL. MPLX 24301-01 Backfill to 24095-01. | ELLIOTT ELEC
ECN5442AAJP6R63F | ??? | SUMMIT
ECNR10 | 10A 250V CLASS RK5 TIME DELAY CL FUSE | ELLIOTT ELEC
ECNR30 | 30A 250V CLASS RK5 TIME DELAY CL FUSE | ELLIOTT ELEC
ECS-15700107 | L129CK1 Level Instrument- Lube | ELLIOTT ELEC
ECSR100 | 100A 600V CLASS RK5 TIME DELAY CL FUSE | ELLIOTT ELEC
ECSR20 | 600 VAC 20 AMP FUSES
ECSR200 | 200A 600V CLASS RK5 TIME DELAY CL FUSE | ELLIOTT ELEC
ECSR250 | 250A 600V CLASS RK5 TIME DELAY CL FUSE | ELLIOTT ELEC
ECSR50 | 50A 600V CLASS RK5 TIME DELAY CL FUSE | BASIN CONTRO
ECSR60 | 60A 600V Class RK5 Time Delay CL Fuse | ELLIOTT ELEC
ECSR70 | 70A 600V CLASS RK5 TIME DELAY CL FUSE | ELLIOTT ELEC
ED A171603 | 16-3 VNTC SHIELDED 600V CABLE | ELLIOTT ELEC
ED CCH-CP06-19T | CLOSET CONNECTOR HOUSING PANEL 6PORT | ELLIOTT ELEC
ED MWC18169-BLK | MWC 18 awg, WPY-1816 Black | ELLIOTT ELEC
ED MWC18169-PRPL | MWC 18 awg, WPY-1816 Purple | ELLIOTT ELEC
ED MWC18169-RED | MWC 18 awg, WPY-1816 Red | ELLIOTT ELEC
ED MWC18169-YLW | MWC 18 awg, WPY-1816 Yellow | AWC, INC
ED380976K | True-RMS AC 3-Phase Power Clamp Meter Kit, 600VAC/DC, 1000AAC/DC & HVAC | AWC, INC
EDB34020 | Charged back to moms meals | AWC, INC
EDCC1 | 1A 600V CLASS CC TIME DELAY COMPACT FUSE | AWC, INC
EDG 1 G EL M6 | Purchase requested by Ron Sutherland | AWC, INC
EDS271 | CRS-H EDS271 1 G DEAD END ENCL IRON DEAD END; FERALOY{R}; 1G; 1 HUB(S);3/4 IN HUB SIZE; CLASS 1 DIV 1 AND 2 GRP B C D, CLASS II DIV | AWC, INC
EDS371 | EDS371 CRSH EDS371 1IN 1G CNTL STN BK BX | AWC, INC
EDSC2184S769EMSP | EDSC2184S769EMSP EMERGENCY STOP STATION W/MUSHROOM HEAD | GRAYBAR
EDSC272 | CRS-H EDSC272 THRU FEED ENCL IRON FD THRU; FERALOY[R]; 2G; 2HUB(S); 3/4 IN HUB SIZE; CLASS I DIV 1 AND 2 GRP B C D, CLASS IIDIV 1 REF QUOTE 2002662078 LINE 80 | ELLIOTT ELEC
EDSC3129 | CRS-H EDSC3129 2G ENCL W/1P SW FD THRU; DUST IGNIT PRF, EXPLPRF, RT; 120/277 VAC; 20AMP; CONTACT CONFIGURATION 1 POLE; 1GBOX; (2) REF QUOTE 2002662078 LINE 90 | GRAYBAR
EE - CLAMP GIUDE | CBTY 2 1/4", 3/8 BLT ZN PLT CLAMP GUIDE W/HARDWARE Pioneer 21802-01 | SUMMIT
EE - POWER CENTER | 3KVA MINI PWR CNTR 1PH 480V-120/240V Pioneer 21802-01 | SUMMIT
EE 10250T101 | MOMENTARY PUSHBUTTON BLACK FLUSH MT NONILLUMINATED MPLX 20470-01, 20470-02 & 20471-01 | ELLIOTT ELEC
EE 10250T2 | 30MM CONT BLK 2NO GRAY | SUMMIT
EE 10250T5 | PSH-PLL MA OPER MPLX 20470-01, 20470-02 & 20471-01 | SUMMIT
EE 10250T51C | 30MM CONT BLK 1NC AMBER MPLX 20470-01, 20470-02 & 20471-01 | ELLIOTT ELEC
EE 10250TA56Y | JUMBO MUSHROOM HEAD SHROUD YELLOW MPLX 20470-01, 20470-02 & 20471-01 | ELLIOTT ELEC
EE 10250TB63 | BUTTON R ESTOP MPLX 20470-01, 20470-02 & 20471-01 | ELLIOTT ELEC
EE 15 KVA TRANSFORMER | S20N11S15N 15 KVA TYPE EP TRANSFORMER 1PH 240X480-120/240V | ELLIOTT ELEC
EE 4VT2LD56DRUNVL84 | 4' 57W LED VPRTITE 6000LM MPLX 20470-01, 20470-02 & 20471-01 | ELLIOTT ELEC
EE 5KVA | 5KVA MINI PWR CNTR 1PH 480V-120/240V | ELLIOTT ELEC
EE C0150E2A | 150 VA Type MTE Control Transformer. Marathon 23991, 23992 & 23993 | ELLIOTT ELEC
EE C335KD3T1 | FRDM DC Conv Kit 24VDC w/1NCI Side INTLK. Marathon 24095-01 | ELLIOTT ELEC
EE C351KE2363 | Fuse Clip Kit. Marathon 23991, 23992 & 23993 | ELLIOTT ELEC
EE CHM1DU | 50A 1 P 690V MODULAR FUSE HOLDER. Stakeholder 22519-01 & 22520-01 | ELLIOTT ELEC
EE COIL | 24V DC Magnet Coil Marathon Titus CTB 18 21857-01 | ELLIOTT ELEC
EE COIL MBW | 24V DC Magnet Coil Marathon Boll Weevil 21896-01 | ELLIOTT ELEC
EE CONTACTOR | Nema 2P Contractor 120V Coil | ELLIOTT ELEC
EE CONTACTOR MBW | Nema 2P Contactor 120V Coil Marathon Boll Weevil 21896-01 | ELLIOTT ELEC
EE ECN5432CAGP6R63E | Pump Panel - Size 3 100A FUS SW N3R 480V Coil. Marathon 23991, 23992 & 23993 | ELLIOTT ELEC
EE ECSR100 | 100A 600V Class RK5 Time Delay CL Fuse. Marathon 23991, 23992 & 23993 | ELLIOTT ELEC
EE FNQ10 | 10A 500V TD CT MIDGET FUSE. Stakeholder 22519-01 & 22520-01 | ELLIOTT ELEC
EE P24E600BB18CH3R | 480V 600A PANELBOARD Qty List of Materials 1 600A, 3P Frame 3 Main Breaker 2 Padlockable Hasp Lockoff Device 4 Padlockable Hasp Lockoff Device 1 40A, 2P Frame 2 Branch Breaker 2 15A, 3P Frame 2 Branch Breaker 1 600A, 3P Frame 3 Branch Breaker 1 100A, 3P Frame 2 Branch Breaker 1 Surge Protective Device, 200 kA SPD Series - Standard, with Fusible Disconnect 1 Copper Main Bus, 600 Amps 1 Std. Bolted Al Ground Bar (Al/Cu Cable) 1 Panel Nameplate - White with Black Letters 1 Type 3R Enclosure: RPCB2457. Marathon 22979-01 | ELLIOTT ELEC
EE P24E600BB30CH3R | 600A/500A MCB 3R 35KAIC PANELBOARD Marathon Titus CTB 18 21857-01 | ELLIOTT ELEC
EE P24E600BB30CH3R MBW | 600A/500A MCB 3R 35KAIC PANELBOARD Marathon Boll Weevil 21896-01 | ELLIOTT ELEC
EE PCSFNGBBB24C | Panel, DP-1. MPLX Special. Marathon Chupacabra 24555-01 | ELLIOTT ELEC
EE PRL4A | 800A 480VAC 3PH 3W N3R PANEL BOARD MPLX 20470-01, 20470-02 & 20471-01 | ELLIOTT ELEC
EE PUNFNGBBB24C | Panel, DP-1. Marathon 23991, 23992 & 23993 | ELLIOTT ELEC
EE RPCB2457 | 24x57 RT CAN PRL4 Type 3R. Marathon 23991, 23992 & 23993 | ELLIOTT ELEC
EE RPCB3673 | PRL4 TYPE 3R ENCLOSURE 36X73.5 MPLX 20470-01, 20470-02 & 20471-01 | ELLIOTT ELEC
EE SPC200480D8P | SPD 480V 3P NEMA. Marathon 23991, 23992 & 23993 | ELLIOTT ELEC
EE THHN20GNPCS | THHN 2/0 GREEN PCS | ELLIOTT ELEC
EE THHN40BKPCS | THHN 4/0 STR BLACK PCS | ELLIOTT ELEC
EE THHN4BKPCS | THHN 4 STR BLACK PCS. Stakeholder 22519-01 & 22520-01 | ELLIOTT ELEC
EE8210P087, ASCO SOLENOID | EE8210P087, Asco solenoid | ELLIOTT ELEC
EESSSAT | STARTUP SERVICES | ELLIOTT ELEC
EESSSERVICES | EESS SHORT CIRCUIT & COORD STUDIES | ELLIOTT ELEC
EEXA ENCLOSURE | REXA SERVICE TECH TO SWAP INTERNALS TO A NEW STAINLESS STEEL ENCLOSURE AT CUSTOMER SITE ON CUSTOMER SUPPLIED REXA Mod# X3R10000-90-C-P-C2. PRICE INCLUDES NEW ENCLOSURE SN: 1901396-01-04, REXA | ELLIOTT ELEC
EF8320G20224VDC | EF8320G202DC24/DCD Valve, Solenoid, 3 Way, NC, Pipe Size, 1/4 In NPT, Material, Stainless Steel, 24 VDC, Enclosure, Explosion Proof, Asco PT No. EF8320G202DC24/DCD | ELLIOTT ELEC
EFM | EFM 3/4" X 1/2" U6 WITH 1/2" SHANKD | DAVIS & DAVI
EFM THERMOWELL | EFM1208975U80 3/4" x 1/2" x 9.75" U8.O" 304SS, 260 BORE EFM THERMOWELL | ELLIOTT ELEC
EFM0808475U30 | 1/2" X 1/2" X 4.75" U3.0 304SS, .260 BORE, EFM THERMOWELL | ELLIOTT ELEC
EFM12081175U100 | ??? | CHARBONNEAU
EFM1208375U20 | 3/4" X 2" THERMOWELLS | MOODY PRICE
EFM1208475U30 | 3/4" X 1/2" X 4.75" U3.0 304SS, .260 BORE EFM THERMOWELL | SPECIALTY EQ
EFM12085475U40 | 3/4" X 4" THERMOWELLS | SPECIALTY EQ
EFM1208575U40 | 3/4" X 1/2" X 5.75" U4.0" 304SS, .260 Bore EFM Thermowell | SPECIALTY EQ
EFM1608475U30 | 1"X1/2"X4.75" U3.0 304SS, .260 BORE, 1/2" STEM
EFM1608575U40 | 1" X 1/2" X 5.75" U4.0" 304SS, .260 BORE, 1/2" STEM EFM THERMOWELL | SPECIALTY EQ
EGK | SIEM EGK GND BUS KIT, AL. 42 CKT | SPECIALTY EQ
EGSMEDKBU1 | APP EDKBU1 CVR W/PUSHBUTTON | SPECIALTY EQ
EGSMEDS271 | APP EDS271 CNTRL STA MTG BODY | SPECIALTY EQ
EH PROMAG METER | Promag W 300, 5W3B80, DN80 3" 5W3B80-7XW6/0 (5W3B80-CSEIBADDFADUA1KHAA2) Order code description CS Approval; Transmitter + Sensor: CSA C/US; Cl.I Div.2, NI E Design: Fixed flange I Power Supply: 100-230VAC/24VDC BA Output; Input 1: 4-20mA HART D Output; Input 2: Configurable I/O default off D Output; Input 3: Configurable I/O default off F Display; Operation: 4-line illum.; touch control A Housing: Alu, coated D Electrical Connection: Thread NPT1/2 U Liner: Polyurethane A1K Process Connection: Cl.150, carbon steel, flange ASME B16.5 H Electrodes: Alloy C22, bullet nose A Calibration Flow: 0.5% A2 Device Model: 2 Validus Energy 22258-01 = Kowalik 1 22259-01 = Love 1 22260-01 = Dougherty 1 22261-01 = Alvin NK 1 | SPECIALTY EQ
EH PROMASS 500 | P8EST-EH Coriolis Meter 8F5B80-CSIMADDDFAAAJDSAAASAA2+EBEJ Promass F 500, 8F5B80, DN80 3" 8F5B80-RCP6/0 (8F5B80-CSIMADDDFAAAJDSAAASAA2+EBEJ) 010: Approval; Transmitter; Sensor: CS: CSA C/US; Cl.I Div.2,NI; Cl.I Div.2 015: Power Supply: I: 100-230VAC/24VDC 020: Output; Input 1: MA: Modbus RS485 021: Output; Input 2: D: Configurable I/O default off 022: Output; Input 3: D: Configurable I/O default off 023: Output; Input 4: D: Configurable I/O default off 030: Display; Operation: F: 4-line illum.; touch control 035: Integrated ISEM Electronic: A: Sensor 041: Transmitter Housing: A: Alu, coated 042: Sensor Junction Housing: A: Alu, coated 045: Cable, Sensor Connection: J: 5m/15ft digital 050: Electrical Connection: D: Thread NPT1/2 060: Meas. Tube Mat., Wetted Parts Surface: SA: Stainl. steel, not polished 070: Process Connection: AAS: Cl.150 RF, 1.4404/316/316L, flange ASME B16.5 080: Calibration Flow: A: 0.10% Mass 480: Device Model: A2: 2 540: >>Application Package: EB: Heartbeat Verification + Monitoring 540: >>Application Package: EJ: Petroleum EP Energy 22711-01 & 22712-01 | SPECIALTY EQ
EH PROMASS F500 | Promass F 500, 8F5B80, DN80 3" 8F5B80-NT95/0 (8F5B80-CSIMADDAFAAAJDSAAASAA2+EBEJ) EDI-Orderref.: 2003407016-0010 Coriolis flowmeter Inline version. Application: Highest measurement performance for liquids and gases under varying, demanding process conditions. Compact and robust dual-tube sensor. Pressure-rated sensor housing. Remote version. 4-line display, touch control. :: Premium accuracy, robustness; remote version with up to 4 I/Os. Unit price 13,609.25 Delivery time 18 wrk.day(s) Order code description CS Approval; Transmitter; Sensor: CSA C/US; Cl.I Div.2,NI; Cl.I Div.2 I Power Supply: 100-230VAC/24VDC MA Output; Input 1: Modbus RS485 D Output; Input 2: Configurable I/O default off D Output; Input 3: Configurable I/O default off A Output; Input 4: W/o; F Display; Operation: 4-line illum.; touch control A Integrated ISEM Electronic: Sensor A Transmitter Housing: Alu, coated A Sensor Junction Housing: Alu, coated J Cable, Sensor Connection: 5m/15ft digital D Electrical Connection: Thread NPT1/2 SA Meas. Tube Mat., Wetted Parts Surface: Stainl. steel, not polished AAS Process Connection: Cl.150 RF, 1.4404/316/316L, flange ASME B16.5 A Calibration Flow: 0.10% Mass A2 Device Model: 2 EB >>Application Package: Heartbeat Verification + Monitoring EJ >>Application Package: Petroleum Javelin Energy 22647-01 | SUMMIT
EH PROMASS F500* | Promass F 500, 8F5B80, DN80 3" 8F5B80-NT95/0 (8F5B80-CSIMADDAFAAAJDSAAASAA2+EBEJ) EDI-Orderref.: 2003407016-0010 Coriolis flowmeter Inline version. Application: Highest measurement performance for liquids and gases under varying, demanding process conditions. Compact and robust dual-tube sensor. Pressure-rated sensor housing. Remote version. 4-line display, touch control. :: Premium accuracy, robustness; remote version with up to 4 I/Os. Unit price 13,609.25 Delivery time 18 wrk.day(s) Order code description CS Approval; Transmitter; Sensor: CSA C/US; Cl.I Div.2,NI; Cl.I Div.2 I Power Supply: 100-230VAC/24VDC MA Output; Input 1: Modbus RS485 D Output; Input 2: Configurable I/O default off D Output; Input 3: Configurable I/O default off A Output; Input 4: W/o; F Display; Operation: 4-line illum.; touch control A Integrated ISEM Electronic: Sensor A Transmitter Housing: Alu, coated A Sensor Junction Housing: Alu, coated J Cable, Sensor Connection: 5m/15ft digital D Electrical Connection: Thread NPT1/2 SA Meas. Tube Mat., Wetted Parts Surface: Stainl. steel, not polished AAS Process Connection: Cl.150 RF, 1.4404/316/316L, flange ASME B16.5 A Calibration Flow: 0.10% Mass A2 Device Model: 2 EB >>Application Package: Heartbeat Verification + Monitoring EJ >>Application Package: Petroleum Javelin Energy 22647-01 | THE REYNOLDS
EHS INSIGHT SUBSCRIPTION | EHS Insight cloudpowered environmental, health, and safety solution. Includes User and Contact Management (for the number of Contacts indicated), Action and Task Management, Email Notifications, Document Repository, Dashboards and Reporting, Offline Mobile Application, and Administrative Tools. Billed Annually. Includes Standard Support Modules Audit Management Compliance Tasks Hazard and Risk Incident Management Job Safety Analysis Lessons Learned Safety Meetings Training Management Work Observations | THE REYNOLDS
EH-X-1T-PX1252.5X | RTD Assembly, Explosion Proof Aluminum (FM, FMC, CSA) Head, 1/2"NPT Conduit, 4-20 mA Tranx (0-400F Calibration), Spring-loaded 316SS Bushing 1/2" NPT, 3-wire Single (Standard), Std temp RTD (Pt/385/ Class B (Standard), 100 ohm), 1/4" dia. X 2.5 in. long, 316SS stem | ENDRESS + HA
EHYS6HSN | 2 FMT 150RF PO 7/8EP S6 HSN | FMC TECHNOLO
EJA110E-JHS5J-U17EB/FU1/D1 | Yokogawa DPharp Digital Differential Pressure Transmitter * Standard High Accuracy Version * Standard CE Mark * 2 Wire, 24 VDC Loop Powered * Standard Tag Marking J= 4-20 mADC Output w/ HART 5/7 Protocol H= 0-20" To 0-2000" H2O Min/Max Span S= Hastelloy C Diaphragm/316SS Flanges 5= w/o Footballs, 1/4" FNPT On Flg J= B7 Carbon Steel Bolting U= Universal Flange {Side & Rear Vents} 1= Cast-aluminum Alloy Amp Housing 7= 1/2" FNPT, two conn. w/ Blind Plugs E= LCD Digital Ind. & Range Setting Switch B= Flat 2" Pipe Mount Bracket {304SS} FU1= FM Explosion Proof/Instrinsic Safe D1= English Engineering Units RANGED: | FMC TECHNOLO
EJA530E-JBS7N-012EL/FU1/D1 | Yokogawa DPharp Digital Direct Mount Gauge Pressure Transmitter * 2 Wire, 24 VDC Loop Powered * Standard CE Mark * SIL II Certified -J= 4-20 mADC Output w/ HART 5/7 Protocol B= 0-14.5 To 0-290 PSI Min/Max Span S= Hastelloy C Diaphragm/316SS Flanges 7= 0.5" MNPT Process Connection 1= Cast-aluminum Alloy Amp Housing 2= 1/2" FNPT Electrical Conn./2 Ports E= W/LCD Digital Indicator w/Range Switch L= 316SS 2" Pipe Mount Bracket FU1= Combined /FF1 and /FS1 D1= Unit of MWP on DP expressed in psi | FMC TECHNOLO
EK21151 | #M15 HEX KEY FOLD UP SET, 3.0MM-10.00MM | REOTEMP
EL69 | CR-HINDS EL69 2-IN 90D FEM COND ELL | EHS INSIGHT
EL79 | CRS-H EL79 2-1/2 90D FEM COND ELL GALV ALUM ACRYLIC PAINTED; DUCTILE IRON/FERALOY IRON ALLOY; 2-1/2 IN; 90 DEG BEND; FEMALE CONNECTION | KIMRAY INC.
ELBOLETS | ??? | GK TECHSTAR
ELBOW | ELBOW 90 THD 3/4" 2000# | GK TECHSTAR
ELBOW- ¾" 90'S 2000# | ELBOW- ¾" 90'S 2000# | ELLIOTT ELEC
ELBOW 45 LR 3" XH | Elbow 45 LR 3" XH Domestic | SUMMIT
ELBOW- 45 LR BW 3 XH | ELBOW- 45 LR BW 3 XH A234 WPB DOMESTIC | SUMMIT
ELBOW- 45 THD 1 FS 3000# | ELBOW- 45 THD 1 FS 3000#
ELBOW 45 THD 3000# | Elbow 45 Thd 3000# | CITY PIPE
ELBOW- 45 THD 4 3M | (blank) | CITY PIPE
ELBOW- 45 THD 4 FS 2000# | (blank) | CITY PIPE
ELBOW- 90 LR | ELBOW- 90 LR BW 1 XH 4234 WPB DOMESTIC | CITY PIPE
ELBOW- 90 LR BW 1-1/2 XH | ELBOW- 90 LR BW 1-1/2 XH A234 WPB DOMESTIC | CITY PIPE
ELBOW- 90 LR BW 2 XH | ELBOW- 90 LR BW 2 XH A234 WPB DOMESTIC | CITY PIPE
ELBOW- 90 LR BW 4 XH | ELBOW- 90 LR BW 4 XH A234 WPB DOMESTIC | CITY PIPE
ELBOW- 90 THD 1 FS 2000# | ELBOW- 90 THD 1 FS 2000# | CITY PIPE
ELBOW- 90 THD 1 FS 3000# | (blank) | CITY PIPE
ELBOW- 90 THD 1-1/2 FS 2000# | ELBOW- 90 THD 1-1/2 FS 2000# | CITY PIPE
ELBOW- 90 THD 3 FS 2000# | (blank) | CITY PIPE
ELBOW- 90 THD 4 FS 2000# | (blank) | CITY PIPE
ELBOW- 90 THD 4 FS 3000# | (blank) | CITY PIPE
ELBOWS | 1/4" 3000# 90 DEG XHVY THREADED ELBOW | CITY PIPE
ELCOMETER 456 CAL | Elcometer 456 Cal | CITY PIPE
ELEC TAPE | 3M Scotch&#174; Super 33+&#8482; vinyl electrical tape, 76 ft. x 3/4 in. | CITY PIPE
ELEC. TAPE BLACK | TEM VINYL ELEC TAPE 165, BLACK, 3/4" X 60', 100/CASE | CITY PIPE
ELECTRIC BARE RACK 1-2 | All material required per Teinert Metal quote 1007202101 Marathon 21818-01 | CITY PIPE
ELECTRIC BARE RACK 3-4 | All material required per Teinert Metal quote 1007202101 Marathon 21818-02 | CITY PIPE
ELECTRIC BARE RACK 5-6 | All material required per Teinert Metal quote 1007202101 Marathon 21818-03 | THE SHERWIN
ELECTRIC BARE RACK 7-8 | All material required per Teinert Metal quote 1007202101 Marathon 21818-04 | GRAYBAR
ELECTRIC BARE RACK 9-10 | All material required per Teinert Metal quote 1007202101 Marathon 21818-05 | ELLIOTT ELEC
ELECTRIC DEADMAN | Electric Deadman | TEINERT META
ELECTRIC MOTOR | 10018ET3E405T-W22 ELECTRIC MOTOR, 100HP, 1800 RPM, 445T FRAME, TEFC, 3 PH / 60 HZ/ 480 V, F INSULATION CLASS, NEMA DESIGN B PREMIUM EFFICIENCY, 1.15 S.F., IP55 IC411, TEST REPORTS, IOM REQUIRED. " | TEINERT META
ELECTRIC TAPE | Job # 21109-10 Charge back to moms meals | TEINERT META
ELECTRICAL & LABOR EQUIPMENT | (blank) | TEINERT META
ELECTRICAL BOXES | ??? | TEINERT META
ELECTRICAL DESIGNER I | Electrical Designer I | THE SHERWIN
ELECTRICAL LABOR | Electrical Labor, All line items per Invoice# 8285S | WEG ELECTRIC
ELECTRICAL LABOR & EQUIPMENT | (blank) | DEALERS
ELECTRICAL LABOR & MATERIALS | Hydro Test Service Area | 3W ENERGY SE
ELECTRICAL LABOR AND EQUIPMENT | For 5/1 thru 5/31/23
ELECTRICAL MATERIAL | All material on Quote #2002351895 | SHERMCO SYST
ELECTRICAL MISC PARTS | All Items on Quote# 58-99091 | 3W ENERGY SE
ELECTRICAL PANEL FAB | (blank) | 3W ENERGY SE
ELECTRICAL PANEL MATERIAL X2 | All material on Quote #1110202301 | COJO POWER
ELECTRICAL PANELS | (blank) | COJO POWER
ELECTRICAL PANELS & CANOPIES | (blank) | SUMMIT
ELECTRICAL PANELS FOR STOCK | Electrical Panels for Stock | ELLIOTT ELEC
ELECTRICAL PANELS/CANOPIES | (blank) | ULTIMATE WEL
ELECTRICAL PARTS | All Conduit misc items per Quote# 101-21999 | TEINERT META
ELECTRICAL SHOP CONSUMABLES | ??? | ULTIMATE WEL
ELECTRICAL TAPE | 165BK4A ELECTRICAL TAPE | ULTIMATE WEL
ELECTRICALLY ACTUATED DAMPERS | Optional set of electrically actuated (To include 24VDC elctric actuator, 4-20mA modulating control w/ feedback, manual over ride) dampers for cooler discharge (2" clearance for cooler installation) and gravity style intake dampers | ULTIMATE WEL
ELEMENT | TB Woods Element P# 98672-92044 | ULTIMATE WEL
ELEMENT, SEPARATOR | (blank) | ELLIOTT ELEC
ELITE 2" 150# BLEED RING | 2” 150# CS bleed ring with ½” hole. Javelin 22795-01
ELITE 4" UNION | 4" FIG. 207 SC Hammer Union. Marathon 22870-01 | ELLIOTT ELEC
ELITE CORIOLIS METER, 3 INCH | MICRO MOTION ELITE CORIOLIS METER, 3 INCH (DN80), 316L STAINLESS STEEL CMF300M355N2BAEZZZ | KIM KOOL
ELITE SUPPLY | all quoted material from quote Q25109446 | STEALTH PUMP
ELKIT-17503B 175F | ELKIT-17503B 175F Element Kit with Viton Seals and ¼” Leakhole | GARDNER DENV
ELKIT-19003 | SRVC KIT E, 190F, STD ELMT, VITON SEALS EACH KIT CONTAINS: 1 5435X237 ELEMENT 1 1919L001 O-RING 1 11090L002 O-RING | CITY PIPE
ELL | 3/4" 2000# THD 90 ELL A105 | CITY PIPE
EM C1.5LG6 | Duct Cover, PVC, 1.5W X 6, LGRAY | MICRO MOTION
EM C1LG6 | DUCT COVER, PVC, 1W X 6, LGRAY | CITY PIPE
EM C1LG6 DUCT COVER | EM C1LG6 DUCT COVER, (1” cover, 6’ long) – Box Qty 120’ (20, 6 foot Pieces) Priced per Foot Felix Job# 20107-01 | AMOT CONTROL
EM C2LG6 | ??? | AMOT CONTROL
EM C2LG6-F | SLOTTED DUCT,PVC,3X4X6,LGRAY | INDUSTRIAL
EM C3LG6 | DUCT COVER, PVC, 3W X 6, LGRAY | AWC, INC
EM C3LG6-F | DUCT COVER W/PROTECTIVE FILM | AWC, INC
EM C4LG6 | DUCT COVER, PVC, 4W X 6, LGRAY | AWC, INC
EM D167-12 | CU MEC (12) 14-6 14-4 B UR
EM D167-14 | CU MEC (14) 14-6 14-4 B UR | AWC, INC
EM F1X3LG6 | SLOTTED DUCT,PVC,1X3X6,LGRAY | AWC, INC
EM F1X3LG6 SLOTTED DUCT | EM F1X3LG6 SLOTTED DUCT,(1x3 Duct, 6’ long) - Box Qty– 120’ (20, 6 foot pieces) Priced per Foot Felix Job# 20107-01 | AWC, INC
EM F2X3LG6 | ??? | AWC, INC
EM F2X4LG6 | SLOTTED DUCT,PVC,2X4X6,LGRAY | AWC, INC
EM F3X4LG6 | SLOTTED DUCT,PVC,3X4X6,LGRAY | AWC, INC
EM F4X4LG6 | SLOTTED DUCT,PVC,4X4X6,LGRAY | AWC, INC
EM G1.5X2LG6 | SLOTTED DUCT, PVC,1.5X2X6,LGRY | AWC, INC
EM G1X2LG6 | SLOTTED DUCT, PVC,1X2X6,LGRY
EM G2X2LG6 | SLOTTED DUCT, PVC,2X2X6,LGRY | AWC, INC
EM G2X4LG6 | SLOTTED DUCT, PVC,2X4X6,LGRY | AWC, INC
EMC4LBSH | HAMMER DRILLING SHORT HANDLE 4LB | AWC, INC
EMERGENCY EXIT | Job # 21109-10 Charge back to moms meals | AWC, INC
EMERSON 3" 150# TURBINE | 3" Emerson Daniels TM150301AAF11B1B1A1AAC1J12AZHS Turbine Meters. SafeRack 21506 & 21507 | AWC, INC
EMERSON 5700R | 5700R12ABAAZZZZAAZA 5700 MICRO MOTION 5700 FIELD-MOUNT TRANSMITTER R Mounting: 4-wire remote mount transmitter (polyurethane-painted aluminum housing), bracket for wall or pipe mounting, and hardware for 2'' pipe mount, includes10 ft. [3m] 4 wire shielded PVC cable 1 Power: 18 to 100 VDC and 85 to 265 VAC; self switching 2 Display: Backlit graphic display for CSA and IIB + H2 ATEX and IECEx ratings A Output Hardware Board: Configurable Outputs B Conduit Connections: 1/2-inch NPT - no gland AA Approvals: CSA (US and Canada): Class I, Division 1 Z Transmitter Option 1: Standard Z Transmitter Option 2: Standard Z Factory Options: Standard product Z Output Channel A Assignment: Channel Off A Output Channel B Assignment: Channel On - configurable to mA out, FO, DO A Output Channel C Assignment: Channel On - configurable to mA out, FO, DO, DI Z Output Channel D Assignment: Channel Off A Output Channel E Assignment: RS-485 Modbus. Devon Energy 25296-01 | AWC, INC
EMERSON 9-WIRE | MICRO MOTION 2700 FIELD AND INTEGRAL-MOUNT MULTIVARIABLE FLOW AND DENSITY TRANSMITTER 2700C12ABAEAZX_11628. Vital Energy 24064-01 | AWC, INC
EMERSON CMF200 | CMF200M418N2BAEZZZ CMF200M MICRO MOTION ELITE CORIOLIS METER, 2 INCH (DN50), 316L STAINLESS STEEL 418 Process Connections: 2-inch CL150 ASME B16.5 F316/F316L Weld neck flange Raised face N Case Options: Standard pressure containment 2 Electronics Interface: 4-wire polyurethane-painted aluminum integral enhanced core processor for remote mount transmitters B Conduit Connections: 1/2-inch NPT - no gland A Approvals: CSA (US and Canada): Class I, Div 1 E Language: English installation manual Z Calibration Options: 0.10% mass flow and 0.0005 g/cc density calibration Z Measurement Application Software: No measurement application software Z Factory Options: Standard product Marathon Tornado 24896-01 | ACE SPECIALT
EMERSON CMF300 | CMF300M355N2BAEZZZ CMF300 M MICRO MOTION ELITE CORIOLIS METER, 3 INCH (DN80), 316L STAINLESS STEEL 355 Process Connections: 3-inch CL150 ASME B16.5 F316/F316L Weld neck flange Raised face N Case Options: Standard pressure containment 2 Electronics Interface: 4-wire polyurethane-painted aluminum integral enhanced core processor for remote mount transmitters B Conduit Connections: 1/2-inch NPT - no gland A Approvals: CSA (US and Canada): Class I, Div 1 E Language: English installation manual Z Calibration Options: 0.10% mass flow and 0.0005 g/cc density calibration Z Measurement Application Software: No measurement application software Z Factory Options: Standard product. Devon Energy 25296-01 | GRAYBAR
EMERSON POWER SUPPLY | SOLA SVL1024100 240W 24V PWR-SPLY | DANIEL OPCO
EMERSON TOTALIZER & MODBUS | 899-10-230-34:DRT-899-BTA-I-DN2 EX-PROOF PULSE RATE/TOTALIZER ISOLATED LOOP OUT + ISOLATED MODBUS. SafeRack 21506 & 21507 | EMERSON PROC
EMT 125 TRMNTR NM 1-1/4 25EA | (blank) | EMERSON PROC
EMT CONDUIT HANGER | 3/4" EMT Conduit Hanger | EMERSON PROC
EMT*075 | 3/4" CONDUIT EMT | EMERSON PROC
EMT*100 | 1" CONDUIT EMT | CED/CAIN ELE
EMT100 1" NM TRMNTR 25EA | Job # 21109-10 ARL EMT100 1" NM TERMINATOR | DANIEL OPCO
EMT12 | 1/2" EMT CONDUIT | DEALERS
EMT34 | 3/4" EMT conduit | ELLIOTT ELEC
EMT75 3/4IN NM TRMNTR 20EA | Job # 21109-10 ARL EMT75 3/4IN NM TERMINATOR | DEALERS
EMTC0075EG PIPCLMP 50EA | Job # 21109-10 ERC EMTC0075EG PIPCLMP F/EMT | DEALERS
EMTC0150EG PIPCLMP F/EMT | Job # 21109-10 Charge back to moms meals | DEALERS
EMTEL30090 | CONDUIT 3-IN-90DEG EMT ELL | ELLIOTT ELEC
EN3000-10 | EN3000-10 ABB RAPTOR COUPLING ELEMENT E30 #015849 | ELLIOTT ELEC
ENAMEL | KRYLON TRUE BLUE ENAMEL | DEALERS
ENCL 24 X 24 | 24 x 24 x 8 Encl | DEALERS
ENCLOSURE | 27X21 PNL, 30X24 ENCLOSURE, CAT #A30P24 | DEALERS
ENCLOSURE 16X16X10 | CSD161610SS HOF 16X16X10 N4X Enclosure | DEALERS
ENCLOSURE 36X48X12 | WM364812NC WM 36X48X12 CARBON STEEL 7035 | MOTION INDUS
ENCLOSURE ACCESSORY | 57 X 33 PNL, 60 X 36 ENCLOSURE, CAT #A60P36 | TOMMY WHITE
ENCLOSURE COVER | 20x16x6 Polyester Enclosure Screw Cover | ELLIOTT ELEC
ENCLOSURE LIGHT KIT | LEDD1S35 LED ENCLOSURE LIGHT KIT DC 20VDC-60VDC, CAT #LEDD1S35 | ELLIOTT ELEC
ENCLOSURE PACKAGE | 1 VPC ROC 809 ENCL, CUSTOM, PRE-WIRED, NEMA 4, 30X30X12 Powder Coat Steel, Terminal Blocks, Fusing, Grounding, Color Coded Marshalling to RTU I/O, Heat Shrunk Wire Destination Labeling, Wireway, Assembly and Testing, LOI 1 Bulkhead and CAD PDFs. BEIJER X2 EXTREME 7 DISPLAY 24 VDC 1 VPC SMALL HMI COVER 9.875" W x 7.25" H 1 FSROC-809/809E CHASSIS 9SL NON-EXP 1 FS8PS-3 PWR SPLY PM30 2 FS8DI-1 IO MOD DI 8CH 1 FS8DO-1 IO MOD DO 5CH 1 FS8AI-1 IO MOD AI 4CH 12BIT 1 FS8CM-2 COM MOD RS485 1 FS8PI-1 IO MOD PULSE INPT 2CH 1 FS8KY-8 LIQUIDS APP ROC800 1 FS8KY-14 SURFACE CRTL MGR ROC800 (PMSC) 1 FS8KY-16 PROD MGR TANK MGR ROC800 (PMTM) 1 LOCAL DISPLAY MANAGER, SINGLE - ROC800 1 PHX 1085170 FL SWITCH 1005NT 1 PHOENIX 2904601 QUINT4-PS/1AC/24DC/10 | ELLIOTT ELEC
ENCLOSURE PANEL | ??? | AWC, INC
ENCLOSURE SAMPLE | ETC9546JR ENCLOSURE SAMPLE GAS MANIFOLD W/ (4) TAMPER PROOF REGULATORS Modified for 3 streams | ELLIOTT ELEC
ENCLOSURES | 6 enclosures shale green Includes Delivery Fee | AWC, INC
ENCODER | GP 6, Portable Optical Pulse Generator, Photopic, encoder | ELLIOTT ELEC
ENCORE WIRE | Job # 21109-10 Charge back to moms meals | VINSON PROCE
END CAPS | PLASTIC STRUT END CAP WH
END COVER LENGTH | Parts purchased for Ovintiv service job | DRALCO SYST
END SEAL *PANT* | (blank) | ESCOBEDO'S W
END SEAL KIT PKG OF 5 | (blank) | A PLUS CONTR
ENDRESS HAUSER | Promass Coriolis Meter 2" 150# F 500, 8F5B50, DN50 8F5B50-T0N7/0 (8F5B50-CDDMADDAFBAB1DSAAASAA2+EBEJ) Stakeholder 22150-01 & 22152-01 | GRAYBAR
ENG & DESIGN | 1. E&D Support Change-Order a. 1 Lot – Additional Electrical Engineering & Design to support the Saferack P66 Skid. b. Above labor to As-Built the following drawings under guidance and direction of SCS and customer reps. i. One-lines skids only ii. IJB panel layouts, BOM, wiring diagrams x 4 pump skids iii. PLC panel layouts, BOM, wiring diagrams x 1 meter skids c. All weekend hours and hours on weekdays over 8 hours will be billed as overtime. | ELLIOTT ELEC
ENGINEER FIELD RETROFIT | Engineer Field Retrofit, Labor price is 800 per day, 4 days estimated, Removing field controls and replacing with a retrofit panel measuring 30x16 inches Power wires torqued to factory specifications. Remove and replaced nicked power wires. Wire check and verifcation. Travel and lodging billed at cost. Additional days cost is 800/day | AWC, INC
ENGINEERING & DESIGN SUPPORT | Engineering & Design Support | ELLIOTT ELEC
ENGINEERING AND DESIGN | Engineering and Design | ELLIOTT ELEC
ENGINEERING CALCS AND DRAWINGS | Engineering Calcs and Drawings | ENDRESS + HA
ENGINEERING DESIGN SERVICES | Engineering design services as directed by COMPANY Saferack Job# 22078-01 & 02 | SHERMCO SYST
ENGINEERING SERVICES | VRU Pipe Stress | DK CONTROLS
ENGINEERING SUPPORT | Pre-bid Engineering support for Offshore-Gulf of Mexico Salamanca Project | SHERMCO SYST
ENGINEERING TIME | Change in location for the DP connection on QTY (2) strainers, added per Layne Mims 8/10/21 | SHERMCO SYST
ENHANCED CORE PROCESSOR | RECP9WAN:9-WIRE REMOTE ENHANCED CORE PROCESSOR WITH CSA APPROVAL-NPT | CYPRESS
ENHCPASSY | ENHCPASSY:ENHANCED CORE PROCESSOR ASSY Ship From: MICRO MOTION INC 7070 WINCHESTER CIR 80301 BOULDER CO UNITED STATES | BARAK & BRAZ
ENHCPASSY:ENHANCED CORE | ENHCPASSY:ENHANCED CORE PROCESSOR ASSY | HPF CONSULTA
ENHCPASSYCONFIG | ENHCPASSYCONFIG:ENHANCED CORE PROCESSOR ASSY, CONFIGURED TO SENSOR SN 14388740 | BARAK & BRAZ
ENHCPCVRBLDAL:COVER ASSEMBLY | ENHCPCVRBLDAL:COVER ASSEMBLY, ENHANCED CORE PROCESSOR BLIND, ALUMINUM | JAMISON PROD
ENHCPSILORING:O-RING | ENHCPSILORING:O-RING, ENHANCED CORE PROCESSOR COVER | MICRO MOTION
ENHCPSNAPRING:SNAP RING | ENHCPSNAPRING:SNAP RING, ENHANCED CORE PROCESSOR | EMERSON PROC
ENL 011511607 M4/6 TB BLOCK | ENL 011511607 M4/6 TB BLOCK | MICRO MOTION
ENL 011836816 FEM6 END SECTION | ENL 011836816 FEM6 END SECTION | MICRO MOTION
ENL 1SNK165012R0000 | 10-12 WEEK LEAD TO SHIP FROM FACTORY | MICRO MOTION
ENL 1SNK505316R0000 | SOLD IN MULTIPLES OF 50 75 BUSINESS DAY LEAD FROM FACTORY | MICRO MOTION
ENL 1SNK506011R0000 | SOLD IN MULTIPLES OF 50 65 WORKING DAY LEAD FOR SHIP FROM FACTORY | MICRO MOTION
ENL 1SNK508412R0000 | SOLD IN MULTIPLES OF 50 1 WEEK LEAD FROM FACTORY | SUMMIT
ENL 1SNK900607R0000 | ENL 1SNK900607R0000 LH-R1 LARGE LABEL HO SOLD IN MULTIPLES OF 50 | SUMMIT
ENLINK WELD SUPPLIES | All materials on Quote #ODE99276 | SUMMIT
ENP5201 | CRS-H ENP5201 20A-125V PLUG ALUM ACRYLIC PAINTED CU FREE ALUM; 125/250 VAC; 20AMP; CLASS I DIV 1 AND 2 GRP B C D, CLASS II DIV 1 AND | SUMMIT
ENR5201 | CRS-H ENR5201 20A-125V RCPT DUST IGNIT PRF, RT, EXPL PRF; 120 VAC; 20AMP | SUMMIT
ENTERPRISE WELDER'S TEST | (blank) | SUMMIT
ENV940LV ULTDP 5G | ENV940LV ULTDP 5G kITS To Paint Panel Rack, Custom Color Shale Green XTO 19768-01 thru 19768-06 | SUMMIT
ENV94OLV EXWHT 5G | ENV94OLV EXWHT 5G KITS | INDUSTRIAL
ENVENT 331S H2S ANALYZER | Application: H2S MeasurementClassification: CSA Class 1 Div. 2 Groups B, C, & DDisplay: Graphical LCD DisplayAnalog Outputs: (2) 4-20 mA Analog OutputsAlarm Relays: (4) SPDT alarm relays 5A @ 30 VDC or 8A @ 120/240 VACDiscrete Outputs: (4) Solenoid outputsDiscrete Inputs: (4) Discrete inputsCOMS: (3) RS485 ports, (1) USB portPrice includes:1. Low-Tape Alarm2. Envents ICE Software c/w USB cable3. (1) Electronic copy of the document package which includes: operation and maintence manual,CSA certificate, factory calibration certificate, P&ID, calibration gas certificate, sample systemBOM, electrical drawing, communication drawing, outline & dimensional drawings, and generalarrangement drawing.Power: 12-24VDC Enclosure Heater: 120VACRange: 0-10ppm H2SREF QUOTE #MC220531-SCS-331S-R1 | SUMMIT
ENVENT 331S H2S ANALYZER - AO BOARD | 600600 - Powered analog output boardMREF QUOTE #MC220531-SCS-331S-R1 | SUMMIT
ENVENT ANALYZER | ANALYZER SYSTEM Envent 331S H2S Analyzer Application: H2S Measurement Classification: CSA Class 1 Div. 2 Grps C&DDisplay: Graphical LCD DisplayAnalog Outputs: (2) 4-20 mA Analog OutputsAlarm Relays: (4) SPDT alarm relays 5A @ 30 VDC or 8A @ 120/240 VACDiscrete Outputs: (4) Solenoid outputsDiscrete Inputs: (4) Discrete inputsCOMS: (3) RS485 ports, (1) USB portPrice includes:1. Envents ICE Software c/w USB cable2. (1) Electronic copy of the document package which includes: operation and maintence manual, CSA certificate, factory calibration certificate, P&ID, calibration gas certificate, sample system BOM, electrical drawing, communication drawing, outline & dimensional drawings, and general arrangement drawing. Power: 12-24 VDC Range: 0-20ppm H2S Qty. 1) 330045 - Low-tape alarm Qty. 2) 600600 - Powered analog output board Qty. 1) Sample System - 1000-4111-0 Complete assembled sample system c/w block valve, SS regulator with pressure gauge, 33M coalescing/membrane filter with liquid-stop and sample sweep, rotameter with regulating valve, calibration port mounted on an anodized aluminium back panel c/w 1/8" SS fittings and interconnecting tubing. Qty. 1) Eductor IFR Integral filter regulator, gauge, and block valve for applications where instrument air or fuel gas is utilized to drive the eductor where process gas cannot be used. Qty. 1) Low sample pressure switch Installed/configured to alarm if there is a loss of sample flow Qty. 1) PCS Enclosure - PCS363010 Insulated NEMA 4 powder-coated steel analyzer enclosure - 36x30x10 Qty. 1) 250W AC Heater Factory-installed 250W heater with 30C thermostat for analyzer enclosure Qty. 1) FAK-9 - Seal tight end boot for analyzer enclosure Qty. 1) Genie 760 Direct Drive Liquid Probe - Low Volume 3/4" NPT, 316 Stainless Steel, Low Volume 1/8" Tubing Insert, RGD Resistant HNBR seals, no membrane, 12" insertion length Qty. 1) Genie Vaporizer: Port Sizes: 1/4" NPT Conduit Connection Size: 3/4" Seals: RGD Resistant HNBR Electrical Classification: 115-264 VAC, 47-63 Hz. 375 W @110 VAC & 1100 W @ 220 VAC, Components are CSA Certified Cl.1 Div. 1&2 GRP. B,C & D (Factory set at 300°F, Proportional Controller with Digital Read Out Included) Genie JouleThomson 4-Stage Heated Regulator: Outlet Pressure Range: 0 - 25 PSIG Outlet Connection: 1/4" NPT Seals: RGD Resistant HNBR Electrical Classification: 110 - 265 VAC, 80 Watt Qty. 100) 2256-27AN9 - Preinsulated 20W/FT (120VAC) 1/8” OD Tube Bundle Qty. 1) 23400 - DP Terminator Kit Qty. 1) 23413 - PETK-3D Kit Qty. 1) 58073 - FAK- 7 Tubing Bundle Seal Kit Shipping and Handling - Small Crate / Pallet WHITEWATER 20517 & 20518 | ULTIMATE WEL
ENVENT ANALYZER/SAMPLER/PROBE S&H | SHIPPING & HANDLINGREF QUOTE #MC220531-SCS-331S-R2 | THE SHERWIN
ENVENT H2S ANALYZER ENCLOSURE | SS Enclosure - SS302410Insulated NEMA 4X stainless steel analyzer enclosureREF QUOTE #MC220531-SCS-331S-R1 | THE SHERWIN
ENVENT H2S ANALYZER ENCLOSURE 75W HEATER | 75W HEATERFactory installed 75W 120VAC heater for analyzer enclosureREF QUOTE #MC220531-SCS-331S-R1 | ENVENT TECH
ENVIRO BOX NEW STYLE DELEK | updated environmental box per delek dimensions(see drawing from layne) 10 GA C/S 56” X 18” X 24” TALL ENVIRO BOXES | ENVENT TECH
ENVIRO BOX | 10 GA STEEL DELEK STYLE ENVIRO BOX 50” LONG X 18” WIDE X 24” TALL | ENVENT TECH
ENVIRO BOX PUMP | Roper 2AM03 Gear Pump with Relief Valve, 1HP, 1800RPM, TEFC Electric Motor, TB Woods 3-piece Lovejoy style coupling, OSHA approved guard on a channel iron baseplate | ENVENT TECH
ENVIRONMENTAL BOX | 10 GA STEEL 72” ID X 36” ID X 14” ID 150 GALLON NUSTAR ENVIROMENTAL BOX ( NO PAINT ) WITH STEEL LIDS | ENVENT TECH
ENVIRONMENTAL FEE | (blank) | ENVENT TECH
EP- PANEL/PARTS | Charge back to moms meals | METAL SPECIA
EPOXY | 5Lb Kit Epoxy Glue Marathon Job# 19967 and 19968 | METAL SPECIA
EPOXY COATING | Epoxy Coating | BASIN ENGINE
EPOXY GLUE | 5Lb Kit Epoxy Glue | METAL SPECIA
EPOXY PRIMER | ??? | SKYWORKS
EPOXY WHITE | ??? | GRAYBAR
EQUIPMENT | Paint Compressors for Paint Booth | E-Z PIPE
EQUIPMENT & LABOR | Existing workstation extension | TOMMY WHITE
EQUIPMENT RENTAL | RTD, 100 OHM PLAT WITH 50 FT., RENTAL ID #DEMO0223, NOVEMBER 2021 RENTAL | E-Z PIPE
EQUIPMENT RENTAL FEE | Per Day
EQUIPMENT RENTAL FEE (PER DAY) | 30004 : Equipment Rental Fee (Per Day)
EQUIPMENT TIRES | (blank) | THE SHERWIN
ERFS-MILEAGE | Mileage Expense Per Mile | FIM CRANES
ERFS-MISC | Miscellaneous/Hazardous Surcharge | JM TEST SYST
ERFS-ONSHORE ELEC | Standard Onshore Electronic | BUREAU VERIT
ERFS-ONSHORE MECH | Standard Onshore Mechanical | BUREAU VERIT
ERFS-TRVL STD | Labor Standard Travel Time We are pleased to offer services per your request. This quote includes all parts, labor, travel and travel expenses which may be required in the performance of the services requested. | FRANKILN & S
ERMIT #59154 | (blank) | FMC TECHNOLO
ESD BOTTONS | ALBR800R1HAM4TL A-B 800R-1HAM4TL STAT ASSEM P-BUT | FMC TECHNOLO
ESD MOV | 20015004-10/12144713/3FP-BS6R-A105-17666-NC/X5000 PS120-EPB ¦ 3" 600# RF FLANGE CS X SS X RPTFE TRUNNION BALL VALVE ASSEMBLED AND TESTED TO 120 VAC ON-OFF EXPLOSION PROOF FAIL CLOSE ACTUATOR WITH SUPER CAP Medallion 22415-01 | FMC TECHNOLO
ESD VALVE | VALVE: 6" X 6" 600# WKM 370D6 BALL VALVE, 2 PIECE TRUNNION RAISED FACED FLANGED ENDS, FULL PORT, 1500 PSI MOP, 1477 MOP AT MAX. TEMP., TRIM 24- YRF-24, CARBON STEEL BODY, CARBON STEEL/1 MIL ENP BALL, CARBON STEEL/1 MIL ENP STEM, CARBON STEEL SEAT, NYLON SEAT SEAL, HNBR SEALS, WORM GEAR OPERATOR WITH LOCKING DEVICE LESS LOCK, NACE, API 607, API 6D, API 598, TEMP RATING -20F TO +250F, LONG PATTERN MODIFICATIONS: MOUNT & SET ACTUATOR ACTUATOR: BETTIS CBA730-DA SCOTCH YOKE, DOUBLE ACTING, FAIL LAST ACTUATOR (SIZED FOR 25% SAFETY FACTOR, 70 PSIG SUPPLY PRESSURE, FULL ANSI DIFFERENTIAL PRESSURE), MONITEUR AMYB-5120 MECHANICAL STYLE LIMIT SWITCHES, VERSA VGG-4322-NGST-XXL4-D024 1/4", BRASS, FOUR-WAY SOLENOID VALVE, 1/4" BRASS PSV SET AT 80 PSIG, AND A FISHER 67CFR FILTER REGULATOR WITH GAUGE, WITH MOUNTING HARDWARE SUITABLE FOR 6" 600# WKM 370D6 24-YRF-24 TRUNNION MOUNTED BALL VALVE WITH MOUNTING PLATE NOTES: - PSV SET AT 80 PSIG TO PREVENT ACTUATOR OUTPUT FROM EXCEEDING 90% OF VALVE MAST. - CUSTOMER TO CONFIRM FAIL POSITION PRIOR TO ORDER. - CUSTOMER TO CONFIRM THAT MINIMUM SUPPLY REQUIREMENT OF 70 PSIG CAN BE MET AT ALL TIMES. - OFFERING BRASS SOLENOID AND RELIEF VALVE. - OFFERING MONITEUR BRAND MECHANICAL STYLE LIMIT SWITCHES. - QUOTED INSTRUMENTATION IS SUITABLE FOR INSTRUMENT AIR SERVICE. IF SUPPLY GAS WILL BE USED TO OPERATE THIS VALVE, DIFFERENT MATERIALS WILL BE REQUIRED. PROCESS GAS WILL BE USED CUSTOMER TO CONFIRM PRIOR TO ORDER. - OFFERING DK-LOK BRAND FITTINGS. WKM/370D6 | FMC TECHNOLO
ESL ESL-WP-60W-440 | ESL ESL-WP-60W-440 | FMC TECHNOLO
ESL-AL-150W-250 | ESL-AL-150W-250-BZSF-T5 ESL ESL-AL-150W-250-BZSF-T5 150W LED SHOEBOX LIGHT | E.L FARMER
ESL-RHB-100200W-150-BZ-120D | ESL ESL-RHB-100200W-150-BZ-120D ROSWELL ROUND HIGH BAY, 100/120/150/200 WATTAGE ADJUSTABLE, 29,000 LUMENS, 5000K, 120 DEGREE LENS, 1 | THE REYNOLDS
ESL-TI-VP4N-S-44W-F50 | ESL ESL-TI-VP4N-S-44W-F50 TI VP4N, 44 WATT, 5435 LM, 5000KELVIN,120-277 VAC REF QUOTE 2002662078 LINE 260 | HATFIELD AND
ESL-WP-30100W-53050 | ESV ESL-WP-30100W-53050 WALL PACK 30W/60W/90W/100W WATTAGE ADJUSTABLE,14,120 LUMENS, 3000/4000/5000 KELVIN ADJUSTABLE, 120-277VAC | CI ACTUATION
ESL-WP-60W-440 | ESL ESL-WP-60W-440REF QUOTE 2002660891 LINE 270 | SUMMIT
ESQUARED FCI | FLT93S-1B2A205C4AE0B11 0 in Red = No Jumper Selections B in Red = Newer Cast Aluminum Exp. Proof electronics housing Thermal Dispersion Flow/Level/Temperature Switch Gas Service (-100) to +500 Deg. F Process Temperature Range 316L SS Sensor Assembly (Wetted) 1” MNPT Process Conn. 9” Insertion Length 10’ of PVC Interconnecting Cable WHITEWATER 20517 & 20518 | SUMMIT
ESTIMATE OF TRUCK REPAIRS | (blank) | SUMMIT
ESTIMATED MILEAGE | (blank) | SUMMIT
ESTIMATED SALES TAX | (blank) | SUMMIT
ET ESX10-TB | ET ESX10-TB-101-DC24V-20A-E | SUMMIT
ET ESX10-TB-101-DC24V-2A-E | ET ESX10-TB-101-DC24V-2A-E 508, 1P, DM, 24VDC, N/O, ATX, 2A | ESQUAREDI IN
ET ESX10-TB-124-DC24V-10A-E | 508, 1P, DM, 24VDC, N/O, RE, SF, ATX, 10A *Mfr: E-T-A *Mfr pn: ESX10-TB-124-DC24V-10A-E | BUDDY & SON'
ETC9546-2ASSY | ENCLOSURE SAMPLE GAS MANIFOLD W/ FAIRCHILD REGULATORS 2 STREAM | ODESSA PUMPS
ETC9546JR | ENCLOSURE SAMPLE GAS MANIFOLD W/ (4) TAMPER PROOF REGULATORS | TEAM D3
ETC9610-ASSY | (blank) | AWC, INC
ETHERNET CABLES | ED CC5E.B.008F 8’ CAT 5 Ethernet cable Blue | AWC, INC
ETHERNET SWITCH | Part #PX 2891002, FL SWITCH SFNB 8TX Ethernet switch 8 TP RJ45 ports automatic detection of data transmission speed of 10/100 Mbps (RJ45) autocrossing function | AWC, INC
ETHERNET/IP MODULE | ETHERNETIPM:MICRO MOTION ETHERNET/IP MODULE WITH CABLE | DRALCO SYST
EUA | 130 SMT MOTOR VALVE-D | DRALCO SYST
EV BOX | THE MATERIAL WE HAVE ON HAND IS MELTED AND PRODUCED IN THE U.S.A. WE WILL FURNISH MTR’S WITH THE DELIVERY TICKET. DOOR HINGES ON THE BOTTOM. (3) LEVEL SWITCHES ON THE LEFT SIDE OF BOX. (2) T.O.L. CONNECTIONS ON THE RIGHT SIDE OF BOX. DRAIN CONNECTION WILL BE ON THE LEFT SIDE OF BOX. LEGS WILL BE 2” SQUARE TUBING 6-3/16” LONG. NO COATINGS OR PAINT | DRALCO SYST
EV22 | EV22 CEILING & WALL BOX | AWC, INC
EV2IH20 | CRS-H EV2IH20 EV2IH-INDUSTRIAL FLDL REF QUOTE 2002662078 LINE 300 | AWC, INC
EV8327G042 24VDC | Solenoid for Versatrol Operation, 1/4" NPT, SS Body, 3-Way, Normally Closed, EXP. Proof, 24VDC, 0-150 PSI, 0-248 Deg. F | MICRO MOTION
EV87 | WALL BRACKET ARM | CONTROL EQUI
EVALUATE 3" DB&B | 3" 150# Franklin DB&B valve requires new o-rings on the packing gland | METAL SPECIA
EVALUATE AND REPAIR | Evaluate and Repair MSS-OEEL01 TRANS EVAL OPER FUNCT TEST SRPBRDSTK420 ASSEMBLY BRD STK ANALOG | ELLIOTT ELEC
EVALUATION FEE | Evaluation of P551712 Retrofit Kit | SUMMIT
EXCHANGE | SCS to return (4) 1/2" Gate Valves on Line item# 1 and receive correct Valves as replacement | VANZANDT CON
EXCM03/GBX | EXCM03-FS-80/6 W/GBS7000 X-PROOF ACTUATOR W/G-BOX | ELLIOTT ELEC
EXCM03-FS-80/6 | EXCM03-FS-80/6 W/GBS7000 X-PROOF ACTUATOR W/G-BOX | FRANKLIN VAL
EXDS0301A2428 | HAZ GARD DIODE EXPF STEADYON BEACONS A | ROSEMOUNT, I
EXDS301A24 | EXDS SIGNAL LIGHT 24V | FMC TECHNOLO
EXHAUST FAN | SD08-XPF | CI ACTUATION
EXHAUST FILTER | 11760004055 Exhaust Filter, NEMA 12, Lt. Gray Grill,Size 6 | HATFIELD AND
EXHAUST FILTERS | exhaust filters | HATFIELD AND
EXIT DEVICE INSTALLATION | (blank) | ELLIOTT ELEC
EXIT DEVICES INSTALLED | Exit devices installed | ELLIOTT ELEC
EXIT DOORS | Exit Doors | PINKERTON
EXM-A02-11-2S AMPHENOL BOX | EXM-A02-11-2S Amphenol box mount recept | SUMMIT
EXM-A06-11-2PA1 | EXM-A06-11-2PA1 straight plug w/ gland | THE SHERWIN
EXPANDABLE SAFETY GATE | (blank) | A-1 LOCK & K
EXPANDED METAL MESH | EXPANDED METAL MESH GLASS PROTECTOR 48" LENGTH HAIL GUARD **(2) STICKS @ 17" LENGTH** | A-1 LOCK & K
EXPANSION TANK | (blank) | A-1 LOCK & K
EXPEDITE 1 | ??? | COMMERCIAL E
EXPEDITE 2 | ??? | COMMERCIAL E
EXPEDITE FEE | EXPEDITE THIS TO 5 DAYS TO SHIP | THE PAINT
EXPEDITE FEES | ??? | ESQUAREDI IN
EXPEDITED | MMFAST:FEE FOR EXPEDITED ORDER SHIPPED 3 TO 5 BUSINESS DAYS PENDING FACTORY CONFIRMATION | ULTIMATE WEL
EXPEDITED FEE | Expedited Fee
EXPEDITED ORDER FEE | ???
EXPEDITED PUMP DELIVERY | Adder for expedited delivery | HATFIELD AND
EXPEDITING | (blank)
EXPEDITING FEES | ??? | MICRO MOTION
EXPLOSION PROOF FAN | SD08-XPF 8" FAN, 1/3 HP, 115/230 VAC, 6.6/3.3 AMPS, SINGLE SPEED, 1625 RPM, 240 CFM @ 0.1" S.P., 11" X 11", 38 LBS | ENDRESS + HA
EXPRESS MOD FEE | Express Mod Fee
EXSNM301A/12 48 | HAZGARD STROBE LIGHTS 12-48DC A REF QUOTE 2002660891 LINE 310 | ROTECH PUMPS
EXTRA STOP | (blank) | E-Z PIPE
EYS | 2-1/2" FEMALE/MALE COND SEAL
EYS216 | 3/4" MALE & FEMALE HUB VERT/HORIZONTAL SEAL OFF | PINKERTON
EYS316 | CRS-H EYS316 1-IN FEM/MALE CONDSEAL HUB; GALV ALUM ACRYLIC PAINTED FERALOY[R) IRON ALLOY/DUCTILE IRON; TURNING RADIUS 1-3/8 IN; 1 IN | AWC, INC
EYS56 | 1-1/2" MALE & FEMALE HUB VERTICAL SEAL OFF | SUMMIT
EYS66 | 2" MALE & FEMALE HUB VERTICAL SEAL OFF | E.L FARMER
EYS86 | Crs-H EYS86 3" Seal | ELLIOTT ELEC
EYS86 (3” SEAL OFF) | EYS86 (3” seal off) | ELLIOTT ELEC
E-Z LINE PIPE SUPPORT - 4" 600# FLANGE | 4'' 6004 Flange <> D = 3' - 10 1/2'' 28.6518 LBS NO BASE PLATE REF QUOTE 224600 | SUMMIT
E-Z LINE PIPE SUPPORT - 4" 900# FLANGE | 4'' 9004 Flange <> D = 3' - 10 1/2'' 28.6518 LBS NO BASE PLATE REF QUOTE 224600 | ELLIOTT ELEC
E-Z LINE PIPE SUPPORT - 6" 600# FLANGE | 6'' 6006 Flange <> D = 3' - 10 1/2'' 46.1235 LBS NO BASE PLATE REF QUOTE 224600 | ELLIOTT ELEC
E-Z LINE PIPE SUPPORT - 6" DOUBLE I-ROD | 6'' 510 - BIR <> D = 3' - 10 1/2'' 64.2052 LBS NO BASE PLATE REF QUOTE 224600 | ELLIOTT ELEC
E-Z LINE PIPE SUPPORT - 6" DOULBE I-ROD | 6'' 510 - BIR <> D = 3' - 10 1/2'' 64.2052 LBS NO BASE PLATE REF QUOTE 224600 | ELLIOTT ELEC
EZ LINE SUPPORT | EZ Line Adjustable Pipe Support 4" 510-B D= 4' | E-Z PIPE
EZ LINE SUPPORTS | 16'' 1218 - BIR <> D = 2' - 4'' | E-Z PIPE
EZ-LINE FRP | Quote # 234285 | E-Z PIPE
EZMIX | 80lb QUIKRETE CONCRETE 42 PALLET | HIGGINBOTH16
F MULTI-VAPOR YELLOW 3X10 | G210512100080_F Multi-Vapor Yellow 3 X10FT 3 MP X 3 FLG Multi-Vapor Yellow 3" PP/GG 5BAR GCH 5bar-PP- VAPOR- EN13765:2018 TYPE1 -30/80 C. QUARTER AND YEAR MARKING Yellow Polyester PVC coated PHKC-CC-MALE THREAD 3" NPT PHKC-CCC-FLOAT ASA 150-3"-80MM | HOSE OF SOUT
F SC-47CC/CLMP | Quote 48541 Scully Signal Company Scully F-SC-47CC/CLMP SCULCON BOX, BLK COIL, 32' | SCULLY SIGNA
F ST-47-115 EL | Quote 48541 Scully Signal Company Scully F-ST-47-115 EL GRNDHOG GND Proving CONT | SCULLY SIGNA
F15000EG 1/2 SQ CHNL 100 EA | Job # 21109-10 Charge back to moms meals | LEGACY FLOW
F2021 | 20AWG INSLTD PIN TRML | LEGACY FLOW
F2034 | 16AWG,.965L INSLTD PIN TRML
F2038 | #12,.984L GRY INSLTD PIN TRML | DEALERS
F2041 | #10,.787L YLW INSTLTD PIN TRIM | ELLIOTT ELEC
F2FCSRGLH1F150 | VALVE, BALL, FLOATING, 1-1/2 IN (40 MM) X 1-1/2 IN (40 MM), FLANGED RAISED FACE, WKM 320F, ANSI 150 (20 PN), 290 PSI (20 BAR) MOP, 230 PSI (16 BAR) MOP AT MAX TEMP, TRIM 24-TTF-23, CARBON STEEL BODY, CF8M/316 SS BALL, 316 SS STEM, FILLED PTFE SEAT, PTFE PACKING, WRENCH WITH LOCK DEVICE LESS LOCK, API 607, B16.34, -20 F (-29 C) - +300 F (+149 C), LONG PATTERN, ADJUSTABLE STEM PACKING - NACE | ELLIOTT ELEC
F2X2LG6 | PAND F2X2LG6 NARROW SLOTTED DUCT ; PVC ; 2 X 2 X 6' | ELLIOTT ELEC
F-4BI FILTER DRYER W/INTERN | F-4BI FILTER DRYER WITH INTERNAL BYPASS Carbon Steel Filter Housing Internal Stainless Steel Bypass Valves Moisture Indicator Buna Seals 100% Silica Gel Cartridge ¼" FNPT Inlet and Outlet Connections ¼" FNPT Drain Connection with NV-1FF Valve Flow Rate up to 50 scfm Nominal Filter Rating 3 Microns MAOT 200 °F (93.3 °C) MAOP 1500 psig @ -20 to 120 °F | ELLIOTT ELEC
F-4BI FILTER DRYER W/INTERNAL BYPASS | F-4BI FILTER DRYER WITH INTERNAL BYPASS Carbon Steel Filter Housing Internal Stainless Steel Bypass Valves Moisture Indicator Buna Seals 100% Silica Gel Cartridge ¼" FNPT Inlet and Outlet Connections ¼" FNPT Drain Connection with NV-1FF Valve Flow Rate up to 50 scfm Nominal Filter Rating 3 Microns MAOT 200 °F (93.3 °C) MAOP 1500 psig @ -20 to 120 °F | MIDSTREAM VA
F75BC0014 | SHER-KEM RAVEN BLK, 2 GALLONS | SUMMIT
F7-HSS | F7-HSS Dwyer Flow Switch 316SS 1/2 | BUTLER & LAN
FA16STDTEY52 | 16" STD TEE Y52 | THE SHERWIN
FA20STD90Y52 | 20" STD LR 90 ELBOW Y52 | INDUSTRIAL
FA2XH90 | FA2XH90 2" XH (.218 WT) LR 90 ELBOW SA/A234 WPB | INDUSTRIAL
FA300-1-26 | Column mounted swing arm fall protection system | INDUSTRIAL
FA3STD45 | FA3STD45 3" STD (.216 WT) LR 45 ELBOW SA/A234 WPB | CISCO-EAGLE
FA3STD90 | FA3STD90 3" STD (.216 WT) LR 90 ELBOW SA/A234 WPB | INDUSTRIAL
FA3STDTE | FA3STDTE 3" STD (.216 WT) TEE SA/A234 WPB | INDUSTRIAL
FA4STDTE | FA4STDTE 4" STD (.237 WT) TEE SA/A234 WPB | INDUSTRIAL
FA4X3STDTE | FA4X3STDTE 4" X3" STD (.237 X .216 WT) TEE SA/A234 WPB | INDUSTRIAL
FA6STD90 | FA6STD90 6" STD (.280 WT) LR 90 ELBOW SA/A234 WPB | INDUSTRIAL
FA6STDTE | FA6STDTE 6" STD (.280 WT) TEE SA/A234 WPB | INDUSTRIAL
FA6X3STDTE | FA6X3STDTE 6" X3" STD (.280 X .216 WT) TEE SA/A234 WPB | INDUSTRIAL
FA8STD90 | FA8STD90 8" STD (.322 WT) LR 90 ELBOW SA/A234 WPB | INDUSTRIAL
FA8STDTE | FA8STDTE 8" STD (.322 WT) TEE SA/A234 WPB | INDUSTRIAL
FAB - 15 GA. SAMPLE POTS | (blank) | INDUSTRIAL
FAB - 2" 150# RABBIT EARS | (blank) | ULTIMATE WEL
FAB - 2" PIPE SUPPORTS | (blank) | ULTIMATE WEL
FAB - 20 GA. SAMPLE POTS | (blank) | ULTIMATE WEL
FAB - 3" 150# RABBIT EARS | (blank) | ULTIMATE WEL
FAB - 3" 600# RABBIT EARS | (blank) | ULTIMATE WEL
FAB - 3" PIPE SUPPORTS | (blank) | ULTIMATE WEL
FAB - 4" 150# RABBIT EARS | (blank) | ULTIMATE WEL
FAB - 4" 600# RABBIT EARS | (blank) | ULTIMATE WEL
FAB - 4" PIPE SUPPORTS | (blank) | ULTIMATE WEL
FAB - 6" 150# RABBIT EARS | (blank) | ULTIMATE WEL
FAB - 8" 150# RABBIT EARS | (blank) | ULTIMATE WEL
FAB - SCS 4" MIXTURE | (blank) | ULTIMATE WEL
FAB LABOR | Shear and bend 10 gauge box 18 1/2 X 36 1/4 X 36 1/4 | ULTIMATE WEL
FAB PIPE | (blank) | WILLIAMS IND
FAB PIPE SPOOL | Ultimate Welding Pipe Spool Fabrication Welding. Stakeholder 23581-01 | ULTIMATE WEL
FAB REBAR | All material on Quote #1104202001 | ULTIMATE WEL
FAB SHOP INVENTORY | All material on Quote #324202101 | TEINERT META
FAB SHOP TRAILER PAINT | SHER-KEM RAVEN BLACK | TEINERT META
FAB SKID | (blank) | THE SHERWIN
FAB STOCK MATERIALS/PARTS | (blank) | ULTIMATE WEL
FABPD | ROWMARK LASERMAX VALUE BLACK/ WHITE 2PLY 1/16 | CITY PIPE
FABRICATE 1" SPOOLS | Fabricate 1" spools for steam line | JOHNSON PLAS
FABRICATE 3" BYPASS LINE | FABRICATE 3" Bypass Line | STRICKLAND
FABRICATE 4" LINE | Fabricate 4" Line | STRICKLAND
FABRICATE AND REVAMP SPOOLS | Fabricate and revamp spools | STRICKLAND
FABRICATE PIPE | Pipe fabrication - SS316 | STRICKLAND
FABRICATE PIPING | Fabricate piping and spools per customer ISO drawings | STRICKLAND
FABRICATE PIPING AND SPOOLS | FABRICATE Piping and spools est 250 | STRICKLAND
FABRICATE PIPING/SPOOL FOR SKID | (blank) | STRICKLAND
FABRICATE RACK | FABRICATE Piping and spools | STRICKLAND
FABRICATE SKID | Fabricate Skid | STRICKLAND
FABRICATE SKIK | Fabricate Skid - Structural Steel A36 | STRICKLAND
FABRICATED REBAR | 3/8" #3 16" OD WITH 6" OVERLAP CIRCLE TIES FABRICATED REBAR | STRICKLAND
FABRICATION | Fabricate platforms per customer drawings | TEINERT META
FABRICATION LABOR | welded pipe | STRICKLAND
FABRICATON LABOR | welded pipe | ULTIMATE WEL
FACE OFF FLANGE | (blank) | ULTIMATE WEL
FACE SHIELD | Face Shield Cover 10PK | ULTIMATE WEL
FACTORY CERT HYDROMETER 19/31 | FACTORY CERT HYDROMETER API CF 15" 19/31 0-150 | THE SHERWIN
FACTORY CERT HYDROMETER 29/41 | FACTORY CERT HYDROMETER API CF 15" 29/41 0-150 | WL WALKER CO
FACTORY CERT HYDROMETER 39/51 | FACTORY CERT HYDROMETER API CF 15" 39/51 0-150 | WL WALKER CO
FACTORY CERT HYDROMETER 49/61 | FACTORY CERT HYDROMETER API CF 15" 49/61 0-150 | WL WALKER CO
FACTORY CERTIFY UNITS | FACTORY CERTIFY UNITS | WL WALKER CO
FAE16X10STDCNY52 | 16" X 10" STD CONC Y52 | WL WALKER CO
FAE20STDTEY52 | 20" STD TEE Y52 | INDUSTRIAL
FAE20X16STDTEY52 | 20" X 16" STD TEE Y52 | INDUSTRIAL
FAIRCHILD REGULATOR | Fairchild Pneumatic Filter Regulator for Bulkhead assembly | INDUSTRIAL
FAK10A | Seal, Single Leg Heat Shrink | VANZANDT CON
FAK10B | Seal, Two Leg Heat Shrink | ENVENT TECH
FAK-9 | Seal tight end boot for analyzer enclosure | CHEROKEE M&C
FAK9S | Bulkhead Entry Heat Shrink, Tube (to 1.6" - 40.6 mm O.D ) | CHEROKEE M&C
FAN | Part #SCE-N12FA10HF | CHEROKEE M&C
FAN SHROUD KIT | Fan Shroud Kit | DK CONTROLS
FARRIS 26EA13L-120 | Farris 26EA13L-120, 1" 600# RF x 2" 150# RF, Liquid Service, Set Pressure 1480 psig (2 wk lead) quote 5112022-BL1 | ELLIOTT ELEC
FARRIS 27DA33 | 27DA33-F20 1“ FNPT X 1” FNPT set pressure of 250psig, 60psig back pressure. Liquid service. Capacity of 47 gpm. | L6 INC
FARRIS PSV PSV-20000 - MAIN | 22065 - main - PSV-20000 - Farris 26DA10L-120, 1" 150# RF x 2" 150# RF, Liquid Service, Set Pressure 125 psig (ofifice D) | L6 INC
FARRIS PSV PSV-20002 - SAMPLE POT | 22065 - sample pot - PSV-20002 - Farris 26GA10A-120, 1.5" 150# RFx 3" 150# RF, Vapor Service, Set Pressure 14.5 psig (orifice G) | L6 INC
FARRIS PSV PSV-20003 - SAMPLE POT | 22257 - sample pot - PSV-20003 - Farris 26GA10A-120, 1.5" 150# RFx 3" 150# RF, Vapor Service, Set Pressure 14.5 psig (orifice G) | L6 INC
FARRIS PSV PSV-20103 - SAMPLE POT | 22257 - sample pot - PSV-20103 - Farris 26GA10A-120, 1.5" 150# RFx 3" 150# RF, Vapor Service, Set Pressure 14.5 psig (orifice G) | L6 INC
FARRIS PSV PSV-20200 - ENVIRO PUMP | 22065 - enviro pump - PSV-20200 - Farris 26DA10L-120, 1" 150# RF x 2" 150# RF, Liquid Service, Set Pressure 125 psig (orifice D) | L6 INC
FASTENER | Eaton&#174; Guide Rite&#8482; conduit to beam fastener for 1/2 and 3/4 in. conduit. Flange thickness 1/8 to 1/4 in. Package of 100. | L6 INC
FASTENER GUIDE | ??? | GRAYBAR
FASTENER MATERIALS | All materials on Order #1278348
FASTENER-SPRINGRIP 642331404 | FASTENER-SPRINGRIP INTERNAL TOOTH, ROUND | MCCARTY EQUI
FAZ-C40/1-SP | Breaker | FMC TECHNOLO
FB-150-10 | ??? | ELLIOTT ELEC
FB3400E | FB3400E A2-B112-C0-D1-E1111-F1-G000-H4-I0-J0
FB3400E FLOW COMPUTER | FB3400E A2-B112-C0-D1-E1111-F1-G000-H4-I0-J0 | VINSON PROCE
FB41C0200-FAB | ??? | VINSON PROCE
FB41C0300-FAB | ???
FBV300 | 3 Full Port Brass Ball Valve
FBV400 | 4 Full Port Brass Ball Valve | HOSE OF SOUT
FC6A-C40R1CE | 24 IN 16 OUT PLC 24VDC Pioneer Job# 21460-19, 21460-20 and 21802-02 | HOSE OF SOUT
FC6A-J8A4 | ANALOG INPUT Pioneer Job# 21460-19, 21460-20 and 21802-02 | GK TECHSTAR
F-CHIP | ??? | GK TECHSTAR
FCM-1774 | ???
FCMII | FCMII, 4DCIN/4DCOUT - Analog Module | TOPTECH SYST
FCMII ANALOG MODULES | FCMII Analog Module | TOPTECH SYST
FCMII DCIN MODULE | FCMII DCIN Module | TOPTECH SYST
FCMII DCOUT MODULE | FCMII DCOUT Module | TOPTECH SYST
FD2 | CRS-H FD2 3/4 NPT DE CST IRON FD BX REF QUOTE 2002662078 LINE 200 | SUMMIT
FD2810HX | CRIMPING TOOL - HEXAGONAL PROFILE-28-10 AWG | ELLIOTT ELEC
FED EX FREIGHT | Fed Ex Freight | C&J EQUIPMEN
FEDERAL WHITE FS387875 | Federal White FS387875 5 gal kit | THE SHERWIN
FEE_HOTSHOT | HOTSHOT CHARGES | ODESSA PUMPS
FEED THROUGH TERMINAL | Parts purchased for Ovintiv service job | AWC, INC
FEMALE CAM LOCK | 2 Alum Double Female Camlocks | HOSE OF SOUT
FENDER BRUSH | FENDER BRUSH | SAUNDERS COM
FENW 141 FENDER WASHER 100 EA | Job # 21109-10 Charge back to moms meals | DEALERS
FENW141 | 1/4'' X 1'' FENDER WASHER | ELLIOTT ELEC
FENW14114 | 1/4'' X 1-1/4'' FENDER WASHER | ELLIOTT ELEC
FENW38114 | 3/8'' X 1-1/4'' FENDER WASHER | ELLIOTT ELEC
FENWN.25-1.00Z | 1/4 X 1 FENDER WASHER ZINC | STEELFAST
FF FLANGE | 1 1/2" 150# SO FF FLANGE | CITY PIPE
FF PAPER GASKET | 4" 300# | CITY PIPE
FF PAPER GASKETS | GASKET- 4 150# FF DIE CUT NON-ASBESTOS 1/16 | CITY PIPE
FF SO FLANGE | 4" 300# FF SLIP ON FLANGE 316SS Domestic | TORO COMPLET
FF SW FLANGE | 1-1/2" 300# XH Flat Face Socket Weld Flange | TORO COMPLET
FH-GOS | FH-GOS | GT SOUTHWEST
FH-GOS SS | FH-GOS SS | GT SOUTHWEST
FH-SC-GOS | FH-SC-GOS | GT SOUTHWEST
FH-SC-GOS SS | FH-SC-GOS SS | GT SOUTHWEST
FH-SS-SC | FH-SS-SC | GT SOUTHWEST
FH-SS-SC SS | FH-SS-SC SS | GT SOUTHWEST
FIBERGLASS GATOR GRATE | 1-1/2 X 1-1/2 SQUARE 1-1/2 TALL YELLOW GRIT FIBERGLASS GATOR GRATE POLYESTER FIRE RETARTANT RESIN | TEINERT META
FIELD INSTALL | (blank) | ULTIMATE WEL
FIELD INSTALLATION | (blank) | ULTIMATE WEL
FIELD JOB | Field Labor | ULTIMATE WEL
FIELD LABOR | Field Labor | ULTIMATE WEL
FIELD LASER ALIGNMENT | Field Laser Alignment on Peerless ANSI 1x2-10 MTP Centrifugal Pump - Outside Pearsall TX for Javelin Labor and Mileage from Houston Shop in Spring, TX | ZONE INDUST
FIELD LEAD TECH | Per Hour | BUREAU VERIT
FIELD LEAD TECH PER HR | 30002 : Field Lead Tech Per Hr | BUREAU VERIT
FIELD MODIFICATION FAIRWAY | Field Modification Fairway 2 | ULTIMATE WEL
FIELD MODIFICATION PIONEER | Field Modification Pioneer Tuner | ULTIMATE WEL
FIELD MODIFICATION RHEA 6-1 | Field Modification RHEA 6-1 | ULTIMATE WEL
FIELD SERVICE | Service Labor and parts LOTO PUMPS. PANELS WAITED FOR CUSTOMER TO LOTO EVERYTHING AND DRAINED PIPES. MOVED ONTO PULL PUMP AND REPLACE SEAL. TOOK PUMP APART. REPLACED SEAL GASKETS AND SLEEVE. PUT EVERYTHING BACK TOGETHER. RAN TUBING TO LEAK DETECTORS. PIPED IT ONTO DRAIN LOCATED ON SEAL. TEST RAN PUMP, RAN GOOD. PERFORMED SAME JOB ON BOTH PUMPS | KNIGHTEN MAC
FIELD SERVICE JOB BARNHART | Field Service Job Gravity Barnhart | ULTIMATE WEL
FIELD SERVICE JOB HULL | Field Service Job Hull | ULTIMATE WEL
FIELD SERVICE LABOR | Field Service Labor, Mileage and parts per SO# 185791 | KNIGHTEN MAC
FIELD SERVICE REPAIR | (blank) | ODESSA PUMPS
FIELD SERVICE REQUEST | Work on the PLC and the display, integrate suction pressure transmitter and low level swith for the coolant expansion tank, per Daniel Williams | INSIGHT TECH
FIELD TECH | Per Hour | BUREAU VERIT
FIELD WORK | (blank) | ULTIMATE WEL
FIELD WORK 21333 | Field work NuStar Job# 21333 | ULTIMATE WEL
FIELD WORK NUSTAR | UNIT DID HAVE A BLOWN ORIING UNITS BOTTOM BOLT THREADS WERE PULLED DUE TO OVER PRESSURING DTL, FILLED JSA AND INSPECTED UNIT. IT DOES APPEAR TO HAVE LEAKED FROM THE CENTER BOLT | ZONE INDUST
FIG 7 - 4IN PROVER CONN | ???
FILL STATION | PART NUMBER: 20040000FILL STATIONSINGLE CYLINDER WALL BRACKETHOSE, 1/4" X 54" OAL T316LSS HOSE & SS BRAIDREGULATOR, SINGLE STAGE BRASS INLET 3,000 PSIG, OUTLET 0-2000 PSIG HIGH DELIVERY PRESSURE CGA 580 GAUGE, 0-1000PSI , CBM 1/4" STUBSS QUARTER-TURN INSTRUMENT PLUG VALVE, 1/4" MNPT X 1/4" FNPTRALSTON MALE QUICK-TEST X 1/4" MNPT ADAPTRALSTON QUICK-TEST HOSE ASSEMBLIESSTAND, FLOOR DUAL MOUNT BRACKET FOR 1000CC LIQUID PISTON1/16" SS TUBING (INSTALLED IN BUILDING)REFER TO QUOTE 18105 REV B, LINE 5 | CHEROKEE M&C
FILTER | P165659 Donaldson Filter Element | HI PLAINS
FILTER ELEMENT | P165659 Donaldson Filter Element | HI PLAINS
FILTER ELEMENT LUBE OIL | P165659 Donaldson Filter Element | HI PLAINS
FILTER MANIFOLD ASSEMBLY | P560855 HMK25 HEAD ASSY DUCTILE IRON $406.56 | HI PLAINS
FILTER SEPARATOR | KG1130-027P Air/Oil Sep | HI PLAINS
FILTER SEPARATOR ELEMENT | KG480-036P | HI PLAINS
FILTER SEPOARATOR | KG1130-027P Air/Oil Sep | HI PLAINS
FILTER SEPORATOR | KG480-036P | HI PLAINS
FILTER SEPORATOR ELEMENT | KG480-036P | HI PLAINS
FILTERFAN | 11667024055 Filterfan, NEMA 12, 400/460VAC, 560 CFM,Lt. Gray Grill, Size 6 | SUMMIT
FILTERS | Filter, P100 Particulate, 50 | THE PAINT
FILTRATION MANIFOLD | P560855 HMK25 Head Assy Ductile Iron | HI PLAINS
FINISHED JAM NUT | 5/8-11 FINISH HEX JAM NUT ZINC COARSE THREAD CLEAR ZINC | CITY PIPE
FISHER 6" 600# | **REMANUFACTURED** 6" ANSI CL600 FISHER DVC6200-1052-V100, CS OR SST WAFER STYLE BODY, SST BALL, 17-4PH SHAFT, TCM BALL SEAL, CLASS VI SHUTOFF, SST/PTFE LINED BEARINGS, PTFE/COMP PACKING 1052 SIZE 60 PDTO FAIL CLOSE ACTUATOR, RIGHT HAND MOUNT, POS 1, 0-33# SPRING (1K1628). DVC6200 POSITIONER, HART, 4-20mA INPUT, SINGLE/DIRECT ACTING, NEW AIRSET, SST TUBING AND FITTINGS | MIDSTREAM VA
FISHER 67DFR | 1/2 FISHER 67DFR-25 ALUM FILTER REG 0-125# | MCJUNKIN RED
FISHER 67DFR-25 | 1/2 FISHER 67DFR-25 ALUM FILTER REG 0-125# | MCJUNKIN RED
FISHER CONTROL VALVE | ???
FISHER DVC6200-HC | ???
FISHER ET CONTROL VALVE | NPS 6 ET 667 Size 70i DVC6200 Factory Mtgs DVC6200/DVC2000 NACE Item 2A Quote# 027D-DP-201104-0281582 / DP0281582 Rev: A | VINSON PROCE
FISHER I2P | Fisher I2P | VINSON PROCE
FISHER REGULATOR | FS67cfr-225 | VINSON PROCE
FISHER REGULATOR BLOWCASE | NPS 1 627 | VINSON PROCE
FISHER REMAN CONTROL VALVE | ???
FISHER REMAN VALVE | REMAN2CL150600V200/ADCWX600 REMAN 2 IN. CL150/600 FISHER V200, CS BODY, SST/CR BALL, HD METAL SEAL, CLASS IV SHUTOFF, COMP PACKING, 5/8” DOUBLE D STEM MOUNTED TO A VALVCON ADCWX SERIES 600 IN.LB ELECTRIC FAIL SAFE ACTUATOR W/ 4-20 MA OR 0-10VDC POSITION FEEDBACK, BATTERY BACK UP, 2 AUXILIARY LIMIT SWITCHES, NEMA 4, 4X,7 & 9, UNIVERSAL POWER, HOLDING BRAKE, HEATER/THERMOSTAT, HANDWHEEL OVERRIDE, VISUAL INDICATOR, MOUNTING BRACKET & COUPLER FULLY ASSEMBLED & TESTED | VANZANDT CON
FISHER VALVE | NEW 4" 150# RF FISHER QX-V150, WCC BODY, SST BALL AND SHAFT, TCM SEAL, CLASS VI SHUTOFF, PTFE PACKING, 3/4" SQAURE SHAFT, PROCESS LEVEL 3 CERTS. NEW LIMITORQUE QX-1 OR QX-2 ELECTRIC ACTUATOR, 460VAC MAIN POWER SUPPLY, MODULATING CONTROL (4-20MA INPUT), FAIL LAST, OA OPTION BOARD, 120VAC XFMR, APT (4-20MA FEEDBACK), MOUNT/SET TO VALVE. | FLOW CONTROL
FITTING | SMC-24-24N 316 STRAIGHT CONNECTOR | SPECIALTY EQ
FITTING & WELDING | SCS yard work | ULTIMATE WEL
FITTING 1 | ???
FITTING 2 | ???
FITTING RANDOMS AT SCS YARD | (blank) | ULTIMATE WEL
FITTINGS | All Material on DT# 025135977 | CITY PIPE
FITTINGS & WELDING | SCS yard work | ULTIMATE WEL
FITTINGS MATERIALS | All materials on Quote #ODE27452 | INDUSTRIAL
FIX PIPESTRAIN | DROVE TO LOCATION TO MEET SCS AND FIX PIPESTRAIN ON LACT UNIT. ONCE ON LOCATION SCS TOOK PLUMBING OFF, I ALIGNED SKID AND THEY ADJUSTED PIPING. ONCE IT WAS BUTTONED BACK UP THE PUMP WAS PUT BACK IN PIP STRAIN AGAIN. WE FOUND MULTIPLE PLANG ALIGNMENT OUT. 3/4 INCH GAPS WERE A CHECK WAS IN STALLED AND SOME FLANGES THAT WERENT LEVEL. AFTER INSTALLED, SOME FLANGES THERE WERENT LEVEL. AFTER TALKING WITH SCS AND NOT WANTNG TO CUT PIP AND SKID RISERS ZONE INDUSTRIES CAME UP WITH AN IDEA TO RE-DRILL SKID SO THAT THE MOTOR MATCHED THE PIPE STRAIN. DRILLED SKID ALIGNED MORTOR AND LEFT PUMP WITH ENLINK TO START. MECHANIC: MICAH TURNER Order Note: SERVICE: 7/30/2021 SERVICE HOURS: 11 MILEAGE: 244 | ZONE INDUST
FIXED FEE PROFESSIONAL SERVICES | (blank) | CHOICE SOLUT
FJ12STDCA | 12" STD CAP A234 WPB | INDUSTRIAL
FJ6STDCA | FJ6STDCA 6" STD (.280 WT) CAP SA/A234 WPB | INDUSTRIAL
FLANGE | 4" 150# WN RF STD FLANGE | CITY PIPE
FLANGE- 1 150# THD RF | (blank) | CITY PIPE
FLANGE- 1-1/2 150# WN | FLANGE- 1-1/2 150# WN XH RF A105 DOMESTIC | CITY PIPE
FLANGE- 2 150# | FLANGE- 2 150# WN XH RF A105 DOMESTIC | CITY PIPE
FLANGE- 2 150# THD RF A105 | FLANGE- 2 150# THD RF A105 DOMESTIC | VIKING PUMP
FLANGE- 2 600# BLIND RF | (blank) | GRAINGER
FLANGE- 2 600# WN | FLANGE- 2 600# WN XH RF A105 DOMESTIC | GRAINGER
FLANGE- 3 150# WN STD | FLANGE- 3 150# WN STD RF A105 DOMESTIC | CITY PIPE
FLANGE- 3 600# BLIND | FLANGE- 3 600# BLIND RF A105 DOMESTIC | CITY PIPE
FLANGE- 3 600# WN | FLANGE- 3 600# WN XH RF A105 DOMESTIC | VIKING PUMP
FLANGE- 3 600# WN STD | FLANGE- 3 600# WN STD RF A105 DOMESTIC | CITY PIPE
FLANGE 3" 600# RTJ | 3" 600# RTJ WN XH Domestic | CITY PIPE
FLANGE 3" 600# WN XH RTJ | Flange 3" 600# WN XH RTJ | CITY PIPE
FLANGE- 4 150# BLIND | FLANGE- 4 150# BLIND RF A105 DOMESTIC | CITY PIPE
FLANGE- 4 150# BLIND RF | (blank) | CITY PIPE
FLANGE- 4 150# THD RF | (blank) | CITY PIPE
FLANGE- 4 150# WN | FLANGE- 4 150# WN XH RF A105 DOMESTIC | CITY PIPE
FLANGE- 4 600# BLIND | FLANGE- 4 600# BLIND RF A105 DOMESTIC | CITY PIPE
FLANGE- 4 600# BLIND RF | (blank) | CITY PIPE
FLANGE- 4 600# WN | FLANGE- 4 600# WN XH RF A105 DOMESTIC | CITY PIPE
FLANGE- 6 150# BLIND | FLANGE- 6 150# BLIND RF A105 DOMESTIC | CITY PIPE
FLANGE- 6 150# WN | FLANGE- 6 150# WN XH RF A105 DOMESTIC | CITY PIPE
FLANGE- 6 600# BLIND RF | (blank) | CITY PIPE
FLANGE- 6 600# WN | FLANGE- 6 600# WN XH RF A105 DOMESTIC | CITY PIPE
FLANGE 6" 150# WN XH | Flange 6" 150# WN XH Domestic | CITY PIPE
FLANGE- 8 150# WN STD | FLANGE- 8 150# WN STD RF A105 DOMESTIC | CITY PIPE
FLANGE- 8 150# WN STD RF | (blank) | CITY PIPE
FLANGE- 8 600# BLIND | FLANGE- 8 600# BLIND RF A105 DOMESTIC | CITY PIPE
FLANGE- 8 600# WN | FLANGE- 8 600# WN XH RF A105 DOMESTIC | CITY PIPE
FLANGE ADAPTER | 3' SAE to weld neck flange adapters | CITY PIPE
FLANGE BOLTS 1-1/2 | Flange Bolts: Std, Steel, Grade 8, Phosphate and Oil, 1 1/2 in lg, Partially Threaded, Inch | CITY PIPE
FLANGE BOLTS 1-1/4 | Flange Bolts: Std, Steel, Grade 8, Phosphate and Oil, 1 1/4 in lg, Fully Threaded, Inch, 2A, | CITY PIPE
FLANGE INSULATION KIT | 4" 600# RF FLANGE INSULATION KIT W/DOUBLE WASHER | CITY PIPE
FLANGE KIT | KIT - FLANGE INSULATION 12" 150# RF DOUBLE WASHER | CITY PIPE
FLANGE O-RING | 2-513-010-867-00: Flange o-ring | CITY PIPE
FLANGE/WELD CAP/TOL | ???
FLANGES | FLANGE- 4 600# WN XH RF A105 DOMESTIC | CITY PIPE
FLANGES & GASKETS | ???
FLANGES & REDUCER | ???
FLANGES & WELD MATERIAL | All material on Quote #Q25104966 | CITY PIPE
FLANGES & WELD MATERIAL 1 | ???
FLANGES & WELD MATERIAL 2 | ???
FLANGES & WELD MATERIALS | ???
FLANGT- 2 600# BLIND | FLANGT- 2 600# BLIND RF A105 DOMTSTIC | CITY PIPE
FLANGT- 4 600# BLIND | FLANGE 4 600# BLIND RF A105 DOMESTIC | CITY PIPE
FLASHLIGHT | Flashlight | ELLIOTT ELEC
FLAT | 20' OF 1" X 4" HOT ROLLED FLAT | TEINERT META
FLAT BAR | All material on Quote #124202004 | TEINERT META
FLAT FACE | (blank) | ULTIMATE WEL
FLAT FACE GASKETS 8" 150# | Flat Face Gaskets 8" 150# | CITY PIPE
FLAT PLATE | All flat plate on Quote #1209202001 | TEINERT META
FLAT STEEL WASHER | 3/8 USS FLAT STEEL WASHER GR 8 YELLOW ZINC PLATED | CITY PIPE
FLAT STEEL WASHER 100EA | Job # 21109-10 Charge back to moms meals | DEALERS
FLAT WASHER | (blank) | CITY PIPE
FLAT WASHERS | flat washers | CITY PIPE
FLAT WASHERS ½” GRADE 8 | flat washers ½” grade 8 | CITY PIPE
FLAT WASHERS 5/8” GRADE 8 CS | flat washers to fit the 5/8” grade 8 cap screws | CITY PIPE
FLATBED TRAILER | 25' 20k flatbed trailer | WILD WEST TR
FLEX 1/2" WIRE | GLEX 1/2 UA/UL GRAY SEALTITE | SUMMIT
FLEX 4-LIQ-TITE | FLEX 4-LIQ-TITE-UA-CUT BATCH | SUMMIT
FLEX CONDUIT | CCD S60700CTCC 3/4IN SS316 PVC CLEARCOAT FLEX CONDUIT | REXEL
FLEX CONNECTOR STRAIGHT | charged back to moms | GRAYBAR
FLEX HOSE | FH-SS-SC 316SS | GT SOUTHWEST
FLEX HOSE SS - SC | • FH-SS-SC PLEASE INCLUDE MTR AND CERTS | GT SOUTHWEST
FLEX HOSE SUCTION SCRUBBER SCREW COMPRESSOR | FH-SS-SC INCLUDING MTR AND CERTS | GT SOUTHWEST
FLEXEDGE DA10 | FlexEdge DA10 protocol converters | AWC, INC
FLEXZILLA 5/8" X 25' WH | (blank) | SAUNDERS COM
FLNR010 | L-FSE FLNR010 250V RK5 TD FUSE | SUMMIT
FLNR030 | L-FSE FLNR030 250V RK5 TD FUSE | SUMMIT
FLNR200 | L-FSE FLNR200 250V RK5 TD FUSE REF QUOTE 2002662078 LINE 140 | SUMMIT
FLOAT MECH/NO FLOAT FOR 36-AV | FLOAT MECH/NO FLOAT FOR 36-AV | VANZANDT CON
FLOAT ONLY FOR 36-AV | FLOAT ONLY FOR 36-AV | HATFIELD AND
FLOBOSS ENCLOSURE PACKAGE | 2 TBD 1 VPC FB 3000 ENCL, CUSTOM, PRE-WIRED, NEMA 4, 42X30X12 Powder Coat Steel, Terminal Blocks, Fusing, Grounding, Color Coded Marshalling to RTU I/O, Wireway, Assembly and Testing, LOI Bulkhead and CAD PDFs. 3 149718 1 RED LION 7" GRAPHITE LCD DISPLAY 4 142713 1 SHADE AIDE H87A379 HMI COVER 5 202929 1 FB3K/1BND8C FB3000 8SL (SINGLE) BUNDLE 6 208855 1 FB3K/3AODO8 FB3000 Mixed AO/DO 8CH 7 208857 1 FB3K/3OTSG8 FB3000 AODO PERS MOD 8 186944 5 FB3K/3MIX12 FB3000 MixedIO 12 CH 9 186945 5 FB3K/3MSG12 FB3000 MIO PERS MOD 10 186946 1 FB3K/3DIN08 8SL CHASSIS DIN RAIL MT 11 195044 1 FB3K/3SCVR FB3K SLOT COVER 12 191791 1 FB3K/LIQC4 LIQ FISCAL CALCS 13 194013 1 FB3K/PMSCX1V PM SURFACE CNTRL (SINGLE). Medallion 23962-01, 23963-01, 23964-01. | HATFIELD AND
FLOODLT2AS300UNHD8SC2BZP/63863 | SYL (63863) FLOODLT2AS300UNHD8SC2BZP LIGHT FIXTURE | VINSON PROCE
FLOOR PLATE | All material on Quote #307202201 | SUMMIT
FLOOR SCALE | Model# H-7936 All-Weather Low Profile Floor Scale | TEINERT META
FLOOR SEALER | Floor sealer | ULINE
FLOOR SHELL BOARD | Floor Shell Construction board 38' x 100' | THE SHERWIN
FLOOR SWEEP | ??? | RAM TOOL
FLOORSHELL 38" X 100' | FLOORSHELL 38" X 100'
FLOTITE 3” WITH VALVCON | FLOTITE 3” MULTIPORT # MPF CL150 CS ANSI 150RF, 3-WAY BALL VALVE, T-PORT, FULL PORT, CARBON STEEL BODY, 316SS TRIM, TFM SEATS AND STEM SEALS, GRAPHITE BODY SEALS MOUNTED TO A VALVCON LADCWX SERIES 3000 IN.LB ELECTRIC FAIL SAFE ACTUATOR W/ 4-20 MA OR 0-10VDC POSITION FEEDBACK, SLA BATTERY BACK UP, 2 AUXILIARY LIMIT SWITCHES, NEMA 4/4X/7 & 9, UNIVERSAL POWER, HOLDING BRAKE, HEATER/THERMOSTAT, HANDWHEEL OVERRIDE, VISUAL INDICATOR, MOUNTING BRACKET & COUPLER FULLY ASSEMBLED & TESTED | THE SHERWIN
FLOTITE 3IN LADCWX3000UB5Z-UP; | 3" FLOTITE WITH VALVCON 3000 1.00 FLOTITE 3IN 3 WAY 150# 3" FLO-TITE, TRANS-FLO SERIES, MODEL MPF15-CS, MULTI PORT, 150 FLANGED, T-PORT, CS BODY, SS TRIM, TFM SEATS AND STEM SEALS, GRAPHITE BODY SEALS, LEVER HANDLE PN: MPF15-CS-T-FFG-L-080 1.00 VALVCON ACTUATOR 3000 IN/LBS VALVCON LADCWX3000UB5Z-UP; FM Explosion Proof & Weathertight NEMA 4/4X/7&9, Torque: 3000 in/lb, Universal Control posit board w/Lithium lon Battery Back Up, Universal Power(12/24DC, 24/115/230AC) ,Handwheel Override,Cont Duty Cycle Holding brake Cost Unit | VANZANDT CON
FLOTITE 3IN3WAY PACKAGE | FLOTITE 3IN3WAY VAL3K - PACKAGE | VANZANDT CON
FLOTITE 4" WITH VALVCON 3000 | 1.00 FLOTITE 4" 3 WAY 150# MULTI PORT SERIES BALL VALVE, T-PORT, CS BODY, SST TRIM, TFM SEAT, BARE STEM 1.00 VALVCON ACTUATOR 3000 IN/LBS VALVCON LADCWX3000UB5Z-UP; FM Explosion Proof & Weathertight NEMA 4/4X/7&9, Torque: 3000 in/lb, Universal Control posit board w/Lithium lon Battery Back Up, Universal Power(12/24DC, 24/115/230AC) ,Handwheel Override,Cont Duty Cycle Holding brake, Q30248 | VANZANDT CON
FLO-TITE W/ PNEUMATIC | MPF15-SS-T-FFG-L-080/PT500FO 3" FLO-TITE, TRANS-FLO SERIES, MODEL MPF15-SS, MULTI PORT, 150 FLANGED, T-PORT, SS BODY, SS TRIM, TFM SEATS AND STEM SEALS, GRAPHITE BODY SEALS MOUNTED TO AN AIRTORQUE PT500 PNEUMATIC SPRING RETURN RACK & PINION FAIL OPEN ACTUATOR SIZED AT 80 PSI SUPPLY COMPLETE WITH SOLDO LIMIT SWITCH, VERSA 24 VDC SOLENOID VALVE, FAIRCHILD COALESCING FILTER / REGULATOR, WINTERS PRESSURE GAUGE, DIRT EXCLUDERS, SPEED CONTROLS, MOUNTING BRACKET AND COUPLER FULLY ASSEMBLED AND TESTED | VANZANDT CON
FLOW CONDITIONER | 3" 150# Flow Conditioner. SafeRack 21506 & 21507 | JAMISON PROD
FLOW DATA | - SCADAPack 334 RTU,4 Liq Runs,Ladders,24v,2 A/O, C1D2 TBUP334-1P20-AB10U - Red Lion Graphite 7" HMI G07S0000 with HMI flip cover - 16" x 24" x 10" Hoffman NEMA4 UL-Listed Enclosure with back panel Custom display mounting bracket with PLC and display installed (no internal components) | FLOW DATA
FLOW DATA CONTROLS | *SCADAPack 334 RTU,4 Liq Runs,Ladders,24v,2 A/O, C1D2 *QLogiX with Truck Ticketing Software *Android display, External Mount with Cable *LACT Mgr Software *16"x24" Hoffman NEMA4 UL-Listed Enclosure with back panel, custom display mounting bracket with the above Android Display installed (no internal components) STAKEHOLDER 20070 | FLOW DATA
FLOW METER SENSOR | ROSEMOUNT 8711 WAFER MAGNETIC FLOW METER SENSOR, 4 INCH (DN100) 8711SHB040M1N5G1Q4 | MICRO MOTION
FLOW SWITCH | Kayden Flow Switch 812-RAA-121A-I0030-C1B0A-1E RF 1" ANSI 150 | VECTOR
FLOWSERVE 2K2X1 PUMP | 2K2x1-10 Flowserve 316 SS Pump, NO MOTOR | BASIN ENGINE
FLOWSERVE 2X3-13 ANSI PUMP | Pump: Flowserve Durco Mark 3 ANSI 3x2-13, Ductile Iron with SS Impeller Impeller: 12.56in Motor: 20HP 1800RPM TEFC 3-Phase Seal: 1.875in Single Cartridge, Viton Elastomer Skid Mounted on Channel Steel Base Conditions: 10,000BPD @ 53PSI -- 42API Crude Oil | BASIN ENGINE
FLOWSERVE 2X3-13 PUMP | Pump: Flowserve Durco Mark 3 ANSI 3x2-13, Ductile Iron with SS Impeller Impeller: 12.75in Conditions: 10,000BPD @ 53PSI -- 50API Crude Oil | BASIN ENGINE
FLOWSERVE PUMP | Flowserve 3x2-13RV Pump D/C Material, Impeller diameter:12.06" 20HP 1800RPM NEMA TEFC C1D2 Motor TB Woods Coupling Rolled Steel Baseplate Plan 65 Seal Flush with level indication. Plains 23810-01 | BASIN ENGINE
FLOZONE DOC PKG | DOC-ITP-OSP: Documentation fee for approval Drawings, document package for Testing, Paint, CoC, Torque Test Reports w/Tag, Production Schedule, ITP, WPS, WQR, WPQ as noted per quote | FLOZONE MEAS
FLP 2Z104-TFR | Impeller Gasket Flowserve Durco | BASIN ENGINE
FLP AH107-TM | Gasket Flowserve Durco | BASIN ENGINE
FLS C2CPX1375ECXAS | SEAL MECH 1.375 SGL INS CART PUSHER FACES: CARBON X SILCAR O-RINGS: AFLAS MTL PRTS: 316SS SMALL BORE ISC2 MFG: FLOWSERVE WTX: B0475098 | BASIN ENGINE
FLS C2CPX1750ECXAS | SEAL MECH 1.750 SGL INS CART PUSHER 1.0 FACES: CARBON X SIC O-RINGS: AFLAS MTL PRTS: 316SS SML BORE ISC2 MFG: FLOWSERVE | BASIN ENGINE
FLSR150 | L-FSE FLSR150 150 AMP 13/16OD 600VAC/VDC CLASS RK5 TYPE FERREL TERMINAL TYPE | SUMMIT
FLSR200 | L-FSE FLSR200 200 AMP 13/16OD 600VAC/VDC CLASS RK5 TYPE FERREL TERMINAL TYPE | SUMMIT
FLUKE | Fluke TL223 | CED/CAIN ELE
FLUKE TL 223 | SUREGRIP ELEC TEST LD ST | CED/CAIN ELE
FLUKE TPAK | METER HANGING KIT | CED/CAIN ELE
FLUKE/ PROCESS METER | (blank) | GDL INDUSTRI
FLUSH PB BK | Flush PB BK 10250T101 | ELLIOTT ELEC
FM7 COND BODY CVR | 2-1/2 & 3" | ELLIOTT ELEC
FMC 201 | Valve 2-150 MOD201-60A V 65PSI Relief Valve | FMC TECHNOLO
FMC MICROLOAD | P8000002101 ML-XP-STD-1 | FMC TECHNOLO
FMC P8EST-EH | 8F5B80-CSIMADDAFAAAJDSAAASAA2+EBEJ Promass F 500, 8F5B80, DN80 3" 8F5B80-NT95/0 (8F5B80-CSIMADDAFAAAJDSAAASAA2+EBEJ) 010: Approval; Transmitter; Sensor: CS: CSA C/US; Cl.I Div.2,NI; Cl.I Div.2 015: Power Supply: I: 100-230VAC/24VDC 020: Output; Input 1: MA: Modbus RS485 021: Output; Input 2: D: Configurable I/O default off 022: Output; Input 3: D: Configurable I/O default off 023: Output; Input 4: A: W/o; 030: Display; Operation: F: 4-line illum.; touch control 035: Integrated ISEM Electronic: A: Sensor 041: Transmitter Housing: A: Alu, coated 042: Sensor Junction Housing: A: Alu, coated 045: Cable, Sensor Connection: J: 5m/15ft digital 050: Electrical Connection: D: Thread NPT1/2 060: Meas. Tube Mat., Wetted Parts Surface: SA: Stainl. steel, not polished 070: Process Connection: AAS: Cl.150 RF, 1.4404/316/316L, flange ASME B16.5 080: Calibration Flow: A: 0.10% Mass 480: Device Model: A2: 2 540: >>Application Package: EB: Heartbeat Verification + Monitoring 540: >>Application Package: EJ: Petroleum Javelin | FMC TECHNOLO
FMC PROMASS F300 | P8EH000529 O8F3B80-CSIMADDGADSAAASAA2FA+EB Promass F 300, O8F3B80, DN80 3" O8F3B80-1L62/0 010: Approval; Transmitter + Sensor: CS: CSA C/US; Cl.I Div.2, NI 015: Power Supply: I: 100-230VAC/24VDC 020: Output; Input 1: MA: Modbus RS485 021: Output; Input 2: D: Configurable I/O default off 022: Output; Input 3: D: Configurable I/O default off 030: Display; Operation: G: 4-line illum.; touch control + WLAN 040: Housing: A: Alu, coated 050: Electrical Connection: D: Thread NPT1/2 060: Meas. Tube Mat., Wetted Parts Surface: SA: Stainl. steel, not polished 070: Process Connection: AAS: Cl.150 RF, 1.4404/316/316L, flange ASME B16.5 080: Calibration Flow: A: 0.10% Mass 480: Device Model: A2: 2 490: Customer: FA: FMC Technologies 540: >>Application Package: EB: Heartbeat Verification + Monitoring ORXY 20739-01 | FMC TECHNOLO
FMD-060 | MODEL #: H44060(LL)1ABSECBWCS H = HORIZONTAL 4 = 304, & GALVANIZED FRAME 4 = 304 WETTED COMPONENTS 060 = 6,000GPM (8,500BPH) [1,350M3/HR], 10" FLANGE (LL) = LEFT IN - LEFT OUT 1 = ANSI A = RAISED FACE B = 300# = 740PSI (51.1BAR) DUPLEX STEEL PER ASME B16.5(B16.5M) TABLE 2-1.1 -20 TO 100°F (-29 TO 38°C) S = STANDARD COVER (QUICK ACCESS) E = US/CSA CLASS 1 DIV 1 40°C CB = 110-120 VAC 1ph 60Hz (007-090) (2) W = WRAP (STANDARD) C = CARBON SEALS S = SPECIAL • ADDITIONAL SUPPORT BRACKET ON THE PROVER ELECTRICAL PANEL INCLUDES: PIM= PROVER INTERFACE MODULE FOUR LINE LCD DISPLAY KEYPAD LOCAL OR REMOTE MOUNTED RS232, 485 INTERFACE PCS= PROVER CONTROL SOFTWARE PREVENTIVE MAINTENANCE CYCLE COUNTER SELF DIAGNOSTICS TIME BETWEEN THE VOLUME SWITCHES | FLOW MANAGEM
FMVA15LCYUNV176 | 107-113W, 100-277V 3/4" YOKE MNT 7X6 LED FLD | ELLIOTT ELEC
FNQ10 | 10A 500V TD CT MIDGET FUSE | ELLIOTT ELEC
FNQ15 | 15A 500V TD CT MIDGET FUSE | ELLIOTT ELEC
FNQ2 | 2A 500V TD CT MIDGET FUSE | ELLIOTT ELEC
FNQ3 | 3A 500V TD CT MIDGET FUSE | ELLIOTT ELEC
FNQ5 | 5A 500V TD CT MIDGET FUSE | ELLIOTT ELEC
FNQR2 | 2A 600V TD CLASS CC FUSE | ELLIOTT ELEC
FOAM GUN | Job # 21109-10 Charge back to moms meals | RAM TOOL
FORK DENSITY METER | FDM11A720BAC2200EZZZ FDM: MICRO MOTION FORK DENSITY METER 1: Sensor Calibration Range And Performance: Standard - Accuracy ±0.001g/cc (±1 kg/m3) over Density Range 0.6-1.25g/cc (600-1250kg/m3) - Viscosity limit 500cP, (Standard tine length = 75mm) 1: Stem Length: 0 mm : no stem extension and with standard spigot A: Materials Of Wetted Parts Including Process Connection: 316 Stainless Steel, standard finish 720: Process Connections: 2-inch CL150 ASME B16.5 Raised face B: Sensor Calibration Type: 2-inch schedule 40 boundary (Viscosity limits = 200cSt (T piece), 1000cSt (782791 Flow Through Chamber)) A: Transmitter Housing Option: Integral Aluminium Alloy C: Transmitter Output Options: Integral transmitter, Channel B = mA output, Channel A = mA + HART, Channel C = RS485 Modbus 2: Display Option: 2 line display (non backlit) 2: Approvals: CSA (US and Canada): Class I, Div. 2 00: Application Configuration: No Application configuration E: Language (Manual and Software): English installation manual and English configuration manual Z: Future Option 1: Reserved for future use Z: Conduit Connections: Standard 1/2-inch NPT fittings (no adapters) Z: Factory Options: Standard product | MICRO MOTION
FORK LIFT RAIL ADD ONS | (blank) | ADVANCED FLU
FORKLIFT REPAIR | All parts and repairs as noted on Quote #WOQ068113 | SHOPPA'S
FORKLIFT REPAIR - LABOR | (blank) | SHOPPA'S
FORKLIFT REPAIR - MATERIALS | PM Maintenance | SHOPPA'S
FORM 5 GASKET | 2-1/2 & 3" | ELLIOTT ELEC
FORM 7 BODY | 1/2 NPT IRON C FORM 7 CNDT BODY | GRAYBAR
FOX 2 & HOUND 3 | 3399 Triplett FOX 2 & HOUND 3 | ELLIOTT ELEC
FOXBORO TRANSMITTER | Foxboro Pressure Transmitter ELECTRONIC VERSION AND OUTPUT SIGNAL: Intelligent; Digital HART Output: 4-20 mA Calibrated Range 0-3000 psi SPAN LIMITS: 0-6000 psi (Old P/N IGP10-A22E1F) P/N: IGP05S-T52F1FD-L1 | VANZANDT CON
FP301116100CLEAR | HEAT SHRINK THIN-WALL TUBING,100' LENGTH/SPOOL | SUMMIT
FP3011248 | HEAT SHRINK THIN-WALL TUBING 1/2-48"-BLACK-12PC | ELLIOTT ELEC
FP3011448 | thin-wall Heat shrink tubing, 1/4"-48", BK | ELLIOTT ELEC
FP3011448BLACK | Heat Shrink, 1/4" x4', Black | ELLIOTT ELEC
FP301-3/8-100FT-BLACK-SPOOL | 3M FP301-3/8-100FT-BLACK-SPOOL | ELLIOTT ELEC
FP30131648BLACK | HEAT SHRINK THIN-WALL TUBING 3/16-48"-BLACK-25PC | ELLIOTT ELEC
FP3013848 | HEAT SHRINK THIN-WALL TUBING 3/8-48"-BLACK-12PC | ELLIOTT ELEC
FR CLOTHING | FR Clothing | TYNDALE CO
FR MATERIAL | FR Material for Isaiah Hernandez | TYNDALE CO
FR MATERIALS | (blank) | TYNDALE CO
FRAME | 10" FRAME | JOHNSON TOOL
FRAME ONLY | Frame only | THE SHERWIN
FRANKLIN 10" DBB | ???
FRANKLIN 2" 300 | 2" ANSI 300# Franklin DuraSeal Valve, Fig.#D721. Viton slip seals & trim, A216 WCB Body with Chrome ID, A350 LF2 Plug with ENP, A350 LF2 Bonnet and Lower Plate, A536 DI Slips, Raised Face Flanged End, 100 Handwheel Operator & DTR Assembly. NACE Bolting and Stainless Steel DTR Assembly Material Test Reports | FRANKLIN VAL
FRANKLIN 2" DBB | ???
FRANKLIN 6" 600# | 6" ANSI 600# Franklin DuraSeal Valve, Fig.#D741. Viton slip seals & trim, A216 WCB Body with Chrome ID, A216 WCB Plug with ENP, A350 LF2 Bonnet and Lower Plate, A536 DI Slips, Raised Face Flanged End, 401 Gear Operator with DTR assembly. Elastomers meet Explosive decompression as per API 6D for gas service. | FRANKLIN VAL
FRANKLIN DB&B | ???
FRANKLIN DB&B 8" | 8" ANSI 600# Franklin DuraSeal Valve, Fig.#D741. Viton slip seals & trim, A216 WCB Body with Chrome ID, A487 Gr. 4D Plug with ENP, A350 LF2 Bonnet and Lower Plate, A536 DI Slips, Raised Face Flanged End, 401 Gear Operator with DTR assembly. Elastomers meet Explosive decompression as per API 6D for gas service. | FRANKLIN VAL
FRANKLIN DB&B W/ LIMITORQUE | VALVE 4" 150# FRANKLIN DURASEAL DOUBLE BLOCK AND BLEED VALVE, RAISED FACE FLANGED ENDS, WCB BODY. Dl.-ENP TRIM, VITO SEALS. STANDARD DTR RELIEF ARRANGEMENT. GEAR OPERATED, #D711-201 GO, TORQUE: 7 FT. LBS., TURNS: 17 INCLUDES MTRs MODIFICATIONS: NONE ACTUATOR LIMITORQUE MXA-05-52 ELECTRIC ACTUATOR, XP-CL 1, DIV 2, GRPS C & D. 460/3/60 VAC. NON-INTRUSIVE INTEGRAL CONTROLS, STANDARD LCD DISPLAY. OA CONTACTS, 24VDC UPS INPUT, B4 TORQUE BASE,BORE AND KEYED TORQUE NUT, MAK, MOUNTED/TESTED. OPERATING TIME: 20 SECONDS WIRING DIAGRAM: MXA-010000-0100 Job #20104 | CI ACTUATION
FRANKLIN DB&D | 4" 150# FRANKLIN DURASEAL DOUBLE BLOCK AND BLEED VALVE, RAISED FACE FLANGED ENDS. WCB BODY. Dl.-ENP TRIM, VITON SEALS. STANDARD DTR RELIEF ARRANGEMENT. HANDWHEEL OPERATED, #0711-200 HWO. TORQUE: 25 FT. LBS .• TURNS: 2.7 INCLUDES MTRs MODIFICATIONS: NONE Job #20104 | CI ACTUATION
FRANKLIN DOUBLE BLOCK & BLEED | 2" ANSI 600# Franklin DuraSeal Valve, Fig.#D741. Viton slip seals & trim, A216 WCB Body with Chrome ID, ASTM A216 WCB or A350 LF2 Bonnet, Lower Plate, A487-4D Plug with ENP, A536 DI Slips RFFE, 200 Handwheel Operator with DTR assembly. | MIDSTREAM VA
FRANKLIN LOW TEMP | 4 Inch ANSI 150 Franklin Duraseal Valve Low Temp with LCC Body | EDGEN MURRAY
FRANKLIN VALVE | ???
FRANKLIN VALVE WITH ACTUATOR | 6" ANSI 600# Franklin DuraSeal Valve, Fig.#D741. Viton GF Slip Seals and Trim, A216 WCB Body with Chrome ID, A216 WCB Plug with ENP, A350 LF2 Bonnet and Lower Plate, A536 DI Slips, Raised Face Flanged End, 401 Gear Operator, and DTR Assembly. Elastomers meet Explosive decompression as per API 6D for gas service. ACTUATOR LIMITORQUE MXB-10 ELECTRIC ACTUATOR, XP, 3/60/480VAC, STD CONTROLS (OA CONTACTS / 24VDC UPS), 52 RPM, ADAPTION, MOUNT/SET OPERATING TIME: ~29 SECONDS | MIDSTREAM VA
FREIGHT | Job # 21109-10 Charge back to moms meals | RAM TOOL
FREIGHT - SHIPPING | (blank) | CYPRESS
FREIGHT & PACKAGING | (blank) | METER ENGINE
FREIGHT 21313 | Freight, Guarantee to be delivered next day | CITY PIPE
FREIGHT CHARGE | Freight Charge to ship direct to Fowlerton Tx | STEALTH PUMP
FREIGHT OUT | (blank) | E9 TREATMENT
FREIGHT/SHIPPING | (blank) | ELLIOTT ELEC
FRESH WATER | (blank) | PATE TRUCKIN
FRN-R-20 | Charged back to moms meals | GRAYBAR
FRN-R-60 FUSE | Job # 21109-10 BUS FRN-R-60 FUSETRON DUAL-ELEMENT | REXEL
FRP | 1/4" THK 90 DEG. X 10" WD 16" P.S. FRP - ETCHED INSIDE | E-Z PIPE
FRP PAD | 1/4" THK X 90 DEG X 8" WD 4" P.S. FRP - ETCHED Include Expedite fee to ship in 3-4 buisness days
FRS-R-50 | Charged back to moms meals | GRAYBAR
FRZ R166 | 100-60A FUS REDUCER PR (NO.616R) 60-100A R FUSE REDUCER PR | CED/CAIN ELE
FS LABOR | TBD, 00/00/00 ESTIMATED CHARGES FOR THE LABOR COST FOR A FIELD SERVICE TECHNICIAN TO (Troubleshoot a Valve and actuator in Big Spring, TX.). CHARGES ARE BASED ON (1) TECHNICIANS WORKING (1)12 HR DAY AND INCLUDES TRAVEL TIME TO AND FROM THE SITE. CHARGES ARE AN ESTIMATE ONLY, ACTUAL TIME ACCRUED WILL BE BILLED AT THE PUBLISHED RATES. ANY LIFTING EQUIPMENT OR MAN LIFTS REQUIRED WILL BE SUPPLIED BY THE CUSTOMER. | CI ACTUATION
FS2 | SINGLE GANG CAST IRON BOX W/3/4" OPENING | CI ACTUATION
FS58988M3 | 2-1/8 VTSMS TANDEM C/SC/TFPE, BB | ELLIOTT ELEC
FS67CFR-600 | FS67CFR-600 REGULATOR 67CF-1663-38656 | KNIGHTEN MAC
FS846-DM1H1K5/H0533 (11698) | ELECTROPNEUMATIC (I/P) CONTROLLER, 4-20mA DC INPUT FIELD ADJUSTABLE SPLIT RANGING, 0.5-33 PSIG OUTPUT, 1/4" NPT PROCESS I/O CONNECTIONS, 1/2"-14 ELECTRICAL CONNECTION, FM XP CLASSIFICATION, | VINSON PROCE
FS8AI-1 | FS8AI-1, 4 Channel Analog Input, 12 Bit | VINSON PROCE
FS8AI-2 | FS8AI-2 | VINSON PROCE
FS8AI‐2 | FS8AI‐2 ROC800 AI Card, 4 channel (16 bit) | VINSON PROCE
FS8AI-2 IO MOD | FS8AI-2 IO MOD AI 4CH 16BIT | VINSON PROCE
FS8AI-2 IO MOD AI 4CH 16BIT | FS8AI-2 IO MOD AI 4CH 16BIT | VINSON PROCE
FS8AO-1 | FS8AO-1, 4 Channel Analog Output, 16 Bit | VINSON PROCE
FS8AO‐1 | FS8AO‐1 ROC800 AO Card, 4 channel Marathon Job# 21840-01, 21857-01, 21895-01 & 21896-01 | VINSON PROCE
FS8AO-1 IO MOD AO 4CH | FS8AO-1 IO MOD AO 4CH | VINSON PROCE
FS8CM-2 | FS8CM-2 | VINSON PROCE
FS8CM‐2 | FS8CM‐2 ROC800 RS485 Comm Bd | VINSON PROCE
FS8CM-2 COM | FS8CM-2 COM MOD RS485 | VINSON PROCE
FS8CM-2 COM MOD RS485 | FS8CM-2 COM MOD RS485 | VINSON PROCE
FS8CM-2, RS485 MODULE | FS8CM-2, RS485 Module Marathon Job# 20599-01 | VINSON PROCE
FS8DI-1 | FS8DI-1 | VINSON PROCE
FS8DI‐1 | FS8DI‐1 ROC800 DI Card, 8 channel Marathon Job# 21840-01, 21857-01, 21895-01 & 21896-01 | VINSON PROCE
FS8DI‐1 8 CHANNEL | FS8DI‐1 ROC800 DI Card, 8 channel | VINSON PROCE
FS8DI-1 IO MOD DI 8CH | FS8DI-1 IO MOD DI 8CH | VINSON PROCE
FS8DO-1 | FS8DO-1 | VINSON PROCE
FS8DO-2 | FS8DO-2 | VINSON PROCE
FS8DO-2 IO MOD DO 5CH RELAY | FS8DO-2 IO MOD DO 5CH RELAY | VINSON PROCE
FS8KY-10 CAUSE & EFFECT | FS8KY-10 CAUSE & EFFECT 64C/32E ROC 800 | VINSON PROCE
FS8KY-11 | FS8KY-11 CAUSE AND EFFECT 128C / 48E FOR ROC 800 | VINSON PROCE
FS8KY‐11 | FS8KY‐11 Cause & Effect 128C/48E (large); ROC800 | VINSON PROCE
FS8KY-11 CAUSE & EFFECT | FS8KY-11 CAUSE & EFFECT 128C/48E ROC800 | VINSON PROCE
FS8KY-11 CAUSE AND EFFECT | FS8KY-11 CAUSE AND EFFECT 128C / 48E FOR ROC 800 Marathon Job# 19967 and 19968 | VINSON PROCE
FS8KY-14 SURFACE | FS8KY-14 SURFACE CRTL MGR ROC800 (PMSC) | VINSON PROCE
FS8KY-3 | FS8KY-3, GC USER PROGRAM | VINSON PROCE
FS8KY-8 | FS8KY-8 | VINSON PROCE
FS8KY‐8 | FS8KY‐8 Liquid App User Program (includes key), 6 meter runs; ROC800 | VINSON PROCE
FS8KY-8, USER PROGRAM | FS8KY-8, LIQUIDS APP USER PROGRAM Marathon Job# 19967 and 19968 | VINSON PROCE
FS8PI-1 | FS8PI-1 | VINSON PROCE
FS8PI‐1 | FS8PI‐1 ROC800 Pulse Input (PI), 2 channel | VINSON PROCE
FS8PS-3 | FS8PS-3 | VINSON PROCE
FS8PS-3 PWR SPLY PM30 | FS8PS-3 PWR SPLY PM30 | VINSON PROCE
FSC2 | 1G FS-DEV BOX, 3/4" feed through | VINSON PROCE
FSD75-8-D | PAN FSD75-8-D 22 VYL INS FRL BULK | ELLIOTT ELEC
FSD78-10-D | PAND FSD78-10-D INSULATED FERRULE, single wire, 16awg,0.39 pin length, black | SUMMIT
FSD78-8-D | PANDUIT FSD78-8-D INSULATED FERRULES BLACK, 16AWG, SINGLE CONDUCTOR .57IN LONG PACKAGE OF 500 | SUMMIT
FSD80-8-D | PANDUIT FSD80-8-D 15/32 BLU FERRU | SUMMIT
FSDVC6200-204 | FSDVC6200-204/G60B/HC/FM POSITIONER DVC-3793-4346374 | SUMMIT
FSI2P-2B | Fisher I2P-100 Tansducers-96H | VINSON PROCE
FS-LABOR | 00/00/00 LABOR COST FOR FIELD SERVICE TECHNICIAN TO TROUBLESHOOT 3 ACTUATORS AT THE DELEK SITE IN BIG SPRING, TX. | VINSON PROCE
FSM44100 FUSE | FSM44100 Fuse | ELLIOTT ELEC
FSMTGDVCNC-121F | FSMTGDVCNC-121F MTG-225-397936 | VINSON PROCE
FSROC-809/809E | FSROC-809/809E CHASSIS 9SL NON-EXP | VINSON PROCE
FSROC-809/809E CHASSIS | FSROC-809/809E CHASSIS 9SL NON-EXP | VINSON PROCE
FSROC-827/827 | FSROC-827/827 | VINSON PROCE
FSROC-EXP/EXP | FSROC-EXP/EXP | VINSON PROCE
FSTAM2XHPSL2 | (41.6') FSTAM2XHPSL2 2" XH (.218 WT) SA53 A106B/C PSL2 API5LB/X42 SMLS | INDUSTRIAL
FSTAM3STDPSL2 | (43.7') FSTAM3STDPSL2 3" STD (.216 WT) SA53 106B/C PSL2 API5LB/X42 SMLS | INDUSTRIAL
FSTAM4STDPSL2 | (252.6') FSTAM4STDPSL2 4" STD (.237 WT) SA53 106B/C PSL2 API5LB/X42 SMLS | INDUSTRIAL
FSTAM6STDPSL2 | (130.95') FSTAM6STDPSL2 6" STD (.280 WT) SA53 106B/C PSL2 API5LB/X42 SMLS | INDUSTRIAL
FSTAM8STDPSL2 | (66.7) FSTAM8STDPSL2 8" STD (.322 WT) SA53 106B/C PSL2 API5LB/X42 SMLS | INDUSTRIAL
FT-1L | FT-1L Fixing Tape | DSI
FT-1L FIXING TAPE | FT-1L Fixing Tape 1/2" X 108' | DSI
FT-1L FIXING TAPE 1/2" X 108' | FT-1L Fixing Tape 1/2" X 108' | DSI
FT-1L ROLL OF GLASS TAPE | (blank) | DSI
FT2319007 | 5/8"-14 BSPT tap RH HS TPE | MALCOM SUPPL
FT2X2X10 ELG | FT2X2X10 ELG | SUMMIT
FT2XH45 | FT2XH45 2" XH (.218 WT) LR 45 ELBOW SA/A234 WPB | INDUSTRIAL
FT4STD90 | FT4STD90 4" STD (.237 WT) LR 90 ELBOW SA/A234 WPB | INDUSTRIAL
FU1030RFWNSTD52 | 10" 300# RFWN STD FLANGE F52 | INDUSTRIAL
FU2030RFBL | 20" 300# RF BLIND SA/A 105 B16.5 | INDUSTRIAL
FUEL SURCHARGE | Fuel Surcharge | E.L FARMER
FUEL SURCHARGE FLAT FEE | (blank) | AIRGAS USA
FUEL TANK | Fuel Tank W/lines and fittings | CK POWER
FUELING SYSTEMS REPAIRS | UL CERTIFICATION | LIGHTNING MA
FULL FACE RESPIRATOR | full face respirator | THE SHERWIN
FULL PORT BR BALL VALVE 1" | (blank) | SAUNDERS COM
FULL THD ANCHOR | Full Thd Anchor | ELLIOTT ELEC
FURN 40BP12AS CONTACTOR | FURN 40BP12AS CONTACTOR 2 pole 9A size 00 24VDC Contactor | SUMMIT
FUSE | MFZ TR200R 200A 250V RK5 TD FUSE 250V 200A 7 1/8X1 9/10 TD | SUMMIT
FUSES | FUSES | ELLIOTT ELEC
FUSETRON DUAL ELEMENT | FUSETRON DUAL ELEMENT FUSE CLASS RK5 FRS-R-30 | GRAYBAR
FUSION 4" 600# BALL VALVE | BALL VALVE FUSION SERIES 324 4 CLASS 600 RF FLANGES FULL PORT 2 PIECE BOLTED A216 WCB BODY A182 F316 FLOATING BALL 17-4 PH STEM RTFM SEAT HNBR SEALS (-20 TO 300 F) C/W LEVER OPERATOR PER API 6D (MONOGRAMMED) ASME B16.34 API 608 NACE MR0175 | MIDSTREAM VA
FUSION 6" 600# BALL VALVE | BALL VALVE FUSION SERIES 432 6" CLASS 600 RF FLANGES DBB FULL PORT 3 PIECE BOLTED A105 BODY A350 LF2 CLASS 1+3mil ENP TRUNNION BALL 42CrMo+ 3mil ENP STEM DEVLON SEAT HNBR SEALS (- 20 TO 300 F) C/W GEAR OPERATOR PER API 6D (MONOGRAMMED) ASME B16.34 API608 NACE MR0175 FIRESAFE PER API 607 FUSION ITEM# 432FR060F06N2ELAF | MIDSTREAM VA
FW-12 FLAT STEEL WASHER | Job # 21109-10 Charge back to moms meals | DEALERS
FW-12 FLAT STEEL WASHER 100 EA | Job # 21109-10 Charge back to moms meals | DEALERS
FW14 | 1/4'' USS FLAT WASHER | ELLIOTT ELEC
FW38 | Flat Washers 3/8" | ELLIOTT ELEC
FW8 | #8 FLAT WASHERS ZINC PLATED | ELLIOTT ELEC
FWN.25Z | 1/4 USS Flat Washer ZInc | STEELFAST
FX-1000-3B | AMERITROL FLOW SWITCH, 1" MNPT PROCESS CONN, 3" PROBE LENGTH, 12VDC POWER INPUT, SPDT RELAY OUTPUT, 3 AMP, XP ENCLOSURE, 316SS WETTED PARTS | HATFIELD AND
FX6-480360-075 | Ruffneck Electric Forced Air Heater - 7.5 kW 480V, 3 phase, 60 Hz, T3B (328F), 25,600 BTU, 12" fan | THE PAINT
FX-ANNUAL-INSPE | Annual Inspection | DSI
G-0716-1839-001 | ???
G07S0000 | ??? | VIKING PUMP
G0STR20R | GOULD TR20R 250V RK5 TD FUSE | VIKING PUMP
G-1013-78J9-101-NPT | G-1013-78J9-101-NPT (to include 6-13L-765-51-0001 foot mount)
G-1013-78J9-101-NPTT | G-1013-78J9-101-NPT GB41013G0O CW FKM DU 2"SAE-2"T
G-1415-15J9-003-BW | ??? | VIKING PUMP
G-1415-15J9-004-BW | ??? | VIKING PUMP
G-1415-65J9-101 | GP41415R0O 2” rebuildable Viking gear pumps | VIKING PUMP
G-1430-65J9-201-9BF | GB-41430 drop-in replacement pump | VIKING PUMP
G-1430-65J9-202 | GB41430 Pump CCW | VIKING PUMP
G-1440-65J9-201 | GB41440 Pump CW | VIKING PUMP
G-1440-65J9-201-9BF | Viking GB-41440 Medallion Drop In Replacement Pump. 25464-01 | VIKING PUMP
G-1445-15J9-003 | Viking Standard Type 1 Mechanical seal, no thrust bearing/thrust control | VIKING PUMP
G-1445-65J9-301 | GB41445R0O FKM DU 3”SAE-SPS | VIKING PUMP
G-1460-15J9-004 | G-1460-15J9-004 Includes 20% expedite/stocking fee | SAUNDERS COM
G200-A-BR | 2 Brass Part A Camlock Female Pipe X Male Adapter
G200-D-BR | 2 Brass Part D Camlock Female Pipe X Female Coupler | DEALERS
G2030-DA-SS | 2 in Fem Coup X 3 in Male Adapt 316SS Reducing Camlock | HOSE OF SOUT
G-2505-15J9-201 | GP425052N0O FKM DU6"3000SQ-SPS | HOSE OF SOUT
G300-AA-BR | 3in Male Cam X 3in Male Cam Sool Brass | HOSE OF SOUT
G300-D-BR | 3 Brass Part D Camlock Female Pipe X Female Coupler | HOSE OF SOUT
G400-D-BR | 4 Brass Part D Camlock Female Pipe X Female Coupler | HOSE OF SOUT
G4030-DA-SS | 4 in Female Coupler X 3 in Male Adapter 316ss Reducing Camlock | HOSE OF SOUT
GA25D GUY BRACKET ASSEMBLY | GA25D Guy bracket assembly | HOSE OF SOUT
GA80U4012ABM | GA80U4012ABM YASK-VFD-GA800-7.5HP@480V-IP20-11.9A | COMMERCIAL E
GA80U4060ABM | GA800 AC Drive 480 V 40HP | DYKMAN ELEC
GAC303 GUY ANCHOR RODS | GAC303 Guy anchor rods | BRANDON & CL
GAL WB PRIMER COAT | Gal WB Primer Coat | COMMERCIAL E
GAL075 | CONDUIT 3/4 GALV STEEL | HIGGINBOTH16
GAL100 | GAL100 CONDUIT 1-IN GALV STEEL | DEALERS
GAL112 | 1-1/2" RIGID CONDUIT | DEALERS
GAL114 | 1-1/4" RIGID CONDUIT | ELLIOTT ELEC
GAL12 | 1/2" Rigid conduit | ELLIOTT ELEC
GAL2 | 2" RIGID CONDUIT | ELLIOTT ELEC
GAL212 | 2-1/2" RIGID CONDUIT | ELLIOTT ELEC
GAL3 | 3" RIGID CONDUIT | ELLIOTT ELEC
GAL34 | 3/4" rigid conduit | ELLIOTT ELEC
GALCP100 | GALCP100 CONDUIT 1-IN GALV CPLG | ELLIOTT ELEC
GALLON KIT OF SAFETY YELLOW | gallon kit of Safety Yellow | DEALERS
GALNIP 1/2 X 2 | 1/2X2 RGD NIP | THE SHERWIN
GALNIP 1/2X2 | 1/2X2 RGD NIP | ELLIOTT ELEC
GALNIP 1X2 | GALNIP 1 X 2 | ELLIOTT ELEC
GALNIP 1X3 | GALNIP 1 X 3 | ELLIOTT ELEC
GALNIP 1X4 | GALNIP 1 X 4 | ELLIOTT ELEC
GALNIP 3/4 X 2 | 3/4 X 2 NIPPLES | ELLIOTT ELEC
GALNIP 3/4X2 | GALNIP 3/4 X 2 | ELLIOTT ELEC
GALNIP 3/4X3 | GALNIP 3/4 X 3 | ELLIOTT ELEC
GALNIP 3/4X4 | GALNIP 3/4 X 4 | ELLIOTT ELEC
GALNIP 34X2 | 3/4X2 RGD NIP | ELLIOTT ELEC
GALNIP12X2 | 1/2X2 RGD NIP | ELLIOTT ELEC
GALNIP12X3 | 1/2X 3 RGD NIP | ELLIOTT ELEC
GALNIP1X4 | 1X4 RGD NIP | ELLIOTT ELEC
GALNNIP 3/4 X 4 | GALNIP 3/4 X 4 | ELLIOTT ELEC
GALV L/W 3/8 | GALV L/W 3/8 | ELLIOTT ELEC
GALV POLE | APP GPHSH30GAL 30 FT GALV HINGED POLE | FASTENAL
GALVANIZE | Cold Galvanize | CED/CAIN ELE
GALVANIZE 21300 | Galvinize skid base and loose items per attached drawings. Whitewater Midstream Job# 21300 | ELLIOTT ELEC
GALVANIZE 22658 | Galvanize Unit and brackets | AZZ METAL CO
GALVANIZE SKID | Galvanize Skid, panel rack and misc pipes | AZZ METAL CO
GALVANIZE SKID AND SUPPORTS | GALVANIZE SKID AND SUPPORTS | AZZ METAL CO
GALVANIZE SKID&BRACKETS | Galvanize Skid and Brackets Whitewater Midstream Job# 21399 | AZZ METAL CO
GALVANIZE SPRAY | (blank) | AZZ METAL CO
GALVANIZE STEEL 22236 | Galvanize skid Material Whitewater Job# 22236 | GRAINGER
GALVANIZE STRUCTURAL SKID | Galvanize skid 24482 | AZZ METAL CO
GALVANIZE SUPPORTS | Qty. 10 Supports | AZZ METAL CO
GALVANIZE SUPPORTS & PANEL RACK | Galvanize Supports & Panel rack, All Material per Invoice# 94100139584 Whitewater Job# 22235 | AZZ METAL CO
GALVANIZED BAR GRATING | All material on Quote #1230202201 | AZZ METAL CO
GALVANIZED BUTTERFLY CLIPS | (blank) | TEINERT META
GALVANIZED COATING | (blank) | TEINERT META
GALVANIZED SERRATED BAR GRATING | (3) 36" X 95.5" sheets of 3/16 X 1 bar grating split between (3) jobs | ELLIOTT ELEC
GALVANIZED SQUARE TUBING | ??? | TEINERT META
GALVANIZING | ???
GAMEGUARD BUTTON DOWN SHIRT | GameGuard button down Mahi 1061MHI with SCS logo on sleeve Quantities 2) 4X 2) 3X 12) 2X 14) XL 15) L 5) M
GAR6426 | BURNDY GAR6426 GROUND CONNECTOR 4AWG SOL. - 2/0AWG STR. CU TO 3/8 INCH TUBE OR 5/8-3/4 INCH ROD | STOUT IMAGES
GAS CHROMATOGRAPH | DANIEL GAS CHROMATATOGRAPH 500 - NGL GAS PLANT CSA CL I, DIV I, GROUPS C, D 115 VAC, XP ENCLOSURE E 2350A ETHERNET, NO KEYBOARD OR DISPLAY 2X - 4-20 mA NON-ISOLATED ANALOG OUTPUTS 4X - CONFIGURABLE SERIAL PORTS (W/OUT KYPD) TC DETECTOR TCD | SUMMIT
GAS COOLER | Gas Cooler, All Carbon Steel, 8 Row Stagger, 3 Pass, 3" 150# RFF Connections, ASME UM 230psig @ 300 F, All welds and materials in contact with process to be normalized. Flanges to face towards motor | CHEROKEE M&C
GAS COOLER AC-316SSWP | ACOC/68x68-SCS-316SSWP-PACK) (PT# TBD) AC-316SSWP Gas Cooler, All 316L Wetted Parts, 8 Row Stagger, 3 Pass, 3" 150# RFF Connections, ASME UM 215psig @ 350 F. OC-316SSWP Oil Cooler, All 316L Wetted Parts, 8 Row Stagger, 1 Pass, 2" 3000# NPT Connections, ASME UM 215psig @ 350 F, includes integral thermal control valve (specs below). PACK Includes Fan, Guard, Motor, Shroud, Motor Mount & Stand. Notes: Construction as noted. Oil Cooler Section to include thermal control valve (230F) Motor Specs: WEG, Cast iron frame, 15HP/900RPM/208-230\460V/3ph/60Hz/ C1D2 Fan to be Poly blade/Aluminum hub. Cooler Sections Built to ASME section VIII-Div Approval Drawings required Battalion Job# 21418 | KIM KOOL
GAS COOLER AC-CS | ACOC/54x88-SCS-PACK) (PT# TBD) Dual Fan / Double Stack AC-CS Gas Cooler, All Carbon Steel, 8 Row Stagger, 3 Pass, 3" 150# RFF Connections, ASME UM 230psig @ 300 F, All welds and materials in contact with process to be OC-CS Oil Cooler, All Carbon Steel, 4 Row Stagger, 1 Pass, 1.5" 3000# NPT Connections, ASME UM 230psig @ 300 F, includes integral thermal control valve (specs below). All welds and materials in contact with process to be normalized PACK Includes Fan, Guard, Motor, Shroud, Motor Mount & Stand. NOTES: Construction as noted. Oil Cooler Section to include thermal control valve (230F) AC Motor Specs: WEG, Cast iron frame, 10HP/1200RPM/208-230\460V/3ph/60Hz/ C1D2, Inv OC Motor Specs: WEG, Cast iron frame, 5HP/1800RPM/208-230\460V/3ph/60Hz/ C1D2, Inve Units sized from attached request form & related documents. Fans to be Poly blade/Aluminum hub. Cooler Sections Built to ASME section VIII-Div Approval Drawings required XTO Job# 21416 & 21417 | KIM KOOL
GAS CYLINDER WARMER | PART #HCW12181501 | KIM KOOL
GAS LOSS & LABOR FOR USM DAMAGE | Per Phillip Grisham | NORTHWEST IN
GAS LUBE COOLER | ACOC/30x48-141-PACK, Dual Fan / Double Stack | COLORADO ENG
GAS MONITOR | S5000-2-0-0-2-00-D61-D00-0 General Monitors S5000 Gas Monitor 2= STAINLESS STEEL - IIB+H2/B,C,D 0= ANALOG OUT/BLUETOOTH/MODBUS/HART 1.25 0= WITHOUT RELAYS 2= FM Approvals 00= WITHOUT SPECIAL OPTIONS D61= Combustible 0-100% LEL Propane (2.1%) D00= Without Sensor & Sensor Body 0= Without Paint | KIM KOOL
GAS OIL COALESCING ELEMENT | KV2000-055P Air/Oil Sep REPLACED 02-15831 | GK TECHSTAR
GAS OIL COALESCING ELEMTN | KV2000-055P Air/Oil Sep REPLACED 02-15831 | HI PLAINS
GAS OIL SEPARA | KV2000-055P Air/Oil Sep REPLACED 02-15831 | HI PLAINS
GAS OIL SEPARATOR | GAS OIL SEPORATOR 20" DIA 55" SEEM TO SEEM 2" INLET 2" DISCHARGE | HI PLAINS
GAS OIL SEPORATION VESSEL | 24" OD x 70" Sm/Sm x 213 psig vertical, 2 GAS OIL SEPORATION VESSEL 316 SS construction, with modified 12” blind flange closure with davit per your project specifications. Drawing Approval prior to Fab Battalion Job# 21418 | CEBALLOS FAB
GAS OIL SEPORATOR | 20" OD x 70" Sm/Sm x 214 psig vertical gas oil separator, carbon steel construction, with modified blind flange closure with davit per your project specifications with PWHT. Similar to KMI Serials 215074. | KMI FAB
GAS OIL SEPORATOR 20" | GAS OIL SEPORATOR 20" DIA 55" SEEM TO SEEM 2" INLET 2" DISCHARGE | KMI FAB
GAS OIL SEPORATOR VESSEL | 24" OD x 70" Sm/Sm x 213 psig vertical, 2 phase GAS OIL SEPORATOR VESSEL carbon steel construction, with modified 12” blind flange closure with davit WITH POST WELD HEAT TREAT FOR SERVICE per project specifications Drawing Approval prior to Fab XTO Job# 21416 & 21417 | CEBALLOS FAB
GAS OIL SEPORTOR | 24" OD x 70" Sm/Sm x 214 psig vertical gas oil separator, carbon steel construction, with modified blind flange closure with davit per your project specifications with PWHT. Similar to KMI Serials 215082, 215083. | KMI FAB
GAS/GLYCOL COOLER | MODEL HL27-4 AIR COOLED HEAT EXCHANGER IN ACORDANCE WITH ROFLO PERFORMANCE SHEET 3" 150# FLANGES ON THE GAS COOLER | KMI FAB
GAS/OIL SEPARATOR | Gas/Oil Separator 20" OD X 55" S/S 2" Inlet 2" Discharge | FIN-X, INC.
GASK 578 2-1/2-3" 6EA | (blank) | CEBALLOS FAB
GASK025N | 3/4 SR5 CNDT BD GSKT | DEALERS
GASK065N | 2" gasket For ALU Conduit body | ELLIOTT ELEC
GASK572 3/4IN CON-BDY | Job # 21109-10 Charge back to moms meals | ELLIOTT ELEC
GASK575 | 1-1/2 FM7 GSKT | DEALERS
GASK578 | 2-1/2" && 3" FORM 7 CONDUIT BODY GASKET | ELLIOTT ELEC
GASK578 2-1/2-3" 3EA | Job # 21109-10 Charge back to moms meals | ELLIOTT ELEC
GASKET | CG 304/GRAPHITE/CRS 4in 150# SPIRAL WOUND GASKET | DEALERS
GASKET & ORING | 8" Case Gasket & Impeller Oring. | MCCARTY EQUI
GASKET & U-BOLT 1 | ??? | STEALTH PUMP
GASKET & U-BOLT 2 | ???
GASKET- 1 150 CG LAMONS | GASKET- 1 150 CG LAMONS 316 WINDINGS CS OUTER Ring
GASKET- 1 300/600 LAMONS CGI | GASKET- 1 300/600 LAMONS CGI 316 IR WINDINGS | KNIGHTEN MAC
GASKET 10" | 10" VOLUTE GASKET
GASKET- 1-1/2 150 | (blank)
GASKET- 2 150 | (blank) | CITY PIPE
GASKET- 2 300/600 | (blank)
GASKET- 2 300/600 LAMONS CGI | GASKET- 2 300/600 LAMONS CGI 316 IR WINDINGS | DEALERS
GASKET 2" | ??? | CITY PIPE
GASKET- 2" 300 FF | GASKET- 2" 300 FF | CITY PIPE
GASKET- 3 150 | (blank) | CITY PIPE
GASKET- 3 150 CG LAMONS | (blank) | CITY PIPE
GASKET- 3 300/600 | (blank) | CITY PIPE
GASKET 3" | ??? | CITY PIPE
GASKET- 3" 300 FF | GASKET- 3" 300 FF | CITY PIPE
GASKET 30" | 30" 150# Series B Gasket with inner ring spiral wound | CITY PIPE
GASKET- 4 150 | (blank) | CITY PIPE
GASKET- 4 150 CG LAMONS | (blank) | CITY PIPE
GASKET- 4 600 | (blank) | CITY PIPE
GASKET- 4 600 W/IR | (blank) | CITY PIPE
GASKET 4" | ??? | CITY PIPE
GASKET 578 2-1/2-3" 10 EA | Job # 21109-10 Charge back to moms meals | CITY PIPE
GASKET- 6 150 | GASKET- 6 150 LAMONS CGI 316 IR WINDINGS CS | CITY PIPE
GASKET- 6 150# FF | GASKET- 6 150# FF DIE CUT NON-ASBESTOS 1/16 | CITY PIPE
GASKET- 6 600 | GASKET- 6 600 LAMONS CGI 316 IR WINDINGS CS | CITY PIPE
GASKET- 6 600 LAMONS CGI | GASKET- 6 600 LAMONS CGI 316 IR WINDINGS CS | CITY PIPE
GASKET- 6 600 W/IR | (blank) | CITY PIPE
GASKET- 8 150 | GASKET- 8 150 L CGI 316 IR WINDINGS CS OUTER Ring | CITY PIPE
GASKET- 8 600 | GASKET- 8 600 LAMONS CGI 316 IR WINDINGS CS | CITY PIPE
GASKET- R31 RTJ | GASKET- R31 RTJ | CITY PIPE
GASKET W/IR | 1 150# SPIRAL WOUND CGI W/ 316SS INNER RING | CITY PIPE
GASKET, FRAME TO ADAPTER | Gasket, Frame to Adapter | CITY PIPE
GASKET576 2" 4EA | Job # 21109-10 Charge back to moms meals | STEALTH PUMP
GASKET578 | 2-1/2" & 3" FORM 7 CONDUIT BODY GASKET | STEALTH PUMP
GASKET578 2-1/2-3" 2EA | Job # 21109-10 Charge back to moms meals | ODESSA PUMPS
GASKET-CAS | ANSI 13" CASE GASKET NASB | DEALERS
GASKET-IMPE | ANSI MT/LT IMPELLER O-RING TEFLON PART #CFG65A412A-88 | ELLIOTT ELEC
GASKETS | GASKET- 3 150 CG LAMONS 316 WINDINGS CS OUTER RING | DEALERS
GASKETS AND WASHERS | (blank) | CITY PIPE
GASOILA THREAD SEALANT | 1/4 pint Gasoila thread sealant | UP&S, INC
GATE VALVE | 1/2" gate valves 800# SOL x Thd | SAUNDERS COM
Gate Valves | ??? | CITY PIPE
GATES 4FJX-4MP ADAPTER | (blank)
GATES 4G-4FJX FITTING | (blank) | SAUNDERS COM
GATES 4G-4FJX9OL FITTING | (blank) | SAUNDERS COM
GATES 4G-4MPX FITTING | (blank) | SAUNDERS COM
GATES 4MJ-4MJ-4MJ ADAPTER | (blank) | SAUNDERS COM
GATES 4MJ-4MP ADAPTER | (blank) | SAUNDERS COM
GATES 4MJ-4MP90 ADAPTER | (blank) | SAUNDERS COM
GATES 4MXT 1/4" HYD HOSE | (blank) | SAUNDERS COM
GATES 8G-10MJ FITTING | (blank) | SAUNDERS COM
GATES 8MXT 1/2" HYD HOSE | (blank) | SAUNDERS COM
GATOR GRATE | 48" X 144" 1-1/2 X 1-1/2 SQUARE 1-1/2 TALL YELLOW GRIT FIBERGLASS GATOR GRATE POLYESTER FIRE RETARTANT RESIN | SAUNDERS COM
GAUGE | 0-400# Wika liquid filled gage 4” face, ½” LM | TEINERT META
GAUGE 0-1000 | ??? | CITY PIPE
GAUGE 0-300 | ???
GAUGE 0-600 | ???
GAUGE 800PSI | 9834974 232.34 4.5in 1/2LM 800psi Plains Job# 19623 and 19625
GAUGE DIPSTICK OIL | Gauge Dipstick Oil | MCCARTY EQUI
GAUGES | 9834057 233.34 4.5in 1/2LM 400psi | STEALTH PUMP
GAW910 | HAR GAW910 9X10 GRD ACCESS WELL | MCCARTY EQUI
GB-41005 | GB-41005 Rebuildable Gear Pump Unit Viking Model GB-41005 Ductile Iron external gear pump, with hardened DLC coated parts for maximum wear resistance. Pump is equipped with a Type 1 Mechanical Seal with Carbon/Silicon Carbide faces and FKM elastomers, no internal relief valve, and 2" SAE J518 Code 61 Ports with SAE to NPT Thread adapters included. Pump is driven by a 15hp, 1765 rpm, inverter duty Class 1 Div 2 Group D electric motor (230/240V/3ph,60Hz). GB-410 M-Drive for 254-6TC 15/20HP. Includes coupling assembly and housing to mount Pump to C-Faced, Foot mounted motor. Multi-section pumps include support bracket for front of pump. Reference the technical data packet for flow, pressure, and NPSHr details. Please specify pump rotation at time of order. | SUMMIT
GB-41013 | GB-41013 3-464-GB41013-FULL-1 GB41013 T1 FKM FULL REBUILD | VIKING PUMP
GB-41013 REPLACEMENT BARE PUMP | Viking Model GB-41013 Ductile Iron external gear pump, with hardened DLC coated parts for maximum wear resistance. Pump is equipped with a Type 1 Mechanical Seal with Carbon/Silicon Carbide faces and FKM elastomers, no internal relief valve, and 2" SAE J518 Code 61 Ports with SAE to Weld Neck adapters included. CW Rotation LM GB41013G0O G-1013-78J9-101-BW | VIKING PUMP
GB-414 FULL REBUILD KIT | GB-414 Full Rebuild Kit for Type 2 Seal - Standard Port Pumps - fits size GB-41460 -Fits both CW and CCW Rotations | VIKING PUMP
GB-41415 | Viking Model GB-41415 ductile iron rebuildable external gear pump, with hardened DLC coated internal parts for maximum wear resistance. Pump is equipped with a single component Type 2 mechanical seal with carbon/silicon carbide faces and FKM elastomers, no internal relief valve, and 2"SAE Ports with weldneck flanges included. Pump is designed for 200psi maximum inlet pressure. Pump is driven by a 25hp, 1,765 rpm, inverter duty Class 1, Div 2, electric motor (230/460V/3ph/60Hz). Pump and motor will be mounted on a painted steel baseplate, spacer coupling and non-sparking coupling guard included. Reference the technical data packet for flow, pressure, and NPSHr details. Please specify pump rotation at time of order. CW Pump Rotation LM G-1415-65J9-101-BW Drive LM 6-14L-15-280-01 Motor 02518ET3E284T-W22 | VIKING PUMP
GB-41415 BARE PUMP | Viking Model GB-41415 ductile iron rebuildable external gear pump, with hardened DLC coated internal parts for maximum wear resistance. Pump is equipped with a single component Type 2 mechanical seal with carbon/silicon carbide faces and FKM elastomers, no internal relief valve, and 2"SAE Ports with no weld neck adapters included. Pump is designed for 200psi maximum inlet pressure. CW Pump Rotation LM G-1415-65J9-101 Pump Model GB41415R0O | VIKING PUMP
GB-41430 BARE PUMP | ??? | VIKING PUMP
GB41430 PUMP CCW | GB41430 Pump CCW G-1430-65J9-202
GB-41430 REPLACEMENT BARE PUMP | Viking Model GB-41430 ductile iron rebuildable external gear pump, with hardened DLC coated internal parts for maximum wear resistance. Pump is equipped with a single component Type 2 mechanical seal with carbon/silicon carbide faces and FKM elastomers, no internal relief valve, and 2"SAE Ports with no weld neck adapters included. Pump is designed for 200psi maximum inlet pressure. CW Pump Rotation LM G-1430-65J9-201 Pump Model GB41430R0O | VIKING PUMP
GB41430R10 BARE PUMP | Viking Model GB-41430 ductile iron rebuildable external gear pump, with hardened DLC coated internal parts for maximum wear resistance. Pump is equipped with a single component Type 2 mechanical seal with carbon/silicon carbide faces and FKM elastomers, no internal relief valve, and 2"SAE Ports with no weld neck adapters included. Pump is designed for 200psi maximum inlet pressure. CCW Pump Rotation LM G-1430-65J9-202 | VIKING PUMP
GB-41440 | Viking Bare Pump G-1440-65J9-201-9BF. Medallion 25298-01
GB-41440 BARE PUMP | ??? | VIKING PUMP
GB-41440/60HP COMPLETE UNIT | Viking Model GB-41440 ductile iron rebuildable external gear pump, with hardened DLC coated internal parts for maximum wear resistance. Pump is equipped with a single component Type 2 mechanical seal with carbon/silicon carbide faces and FKM elastomers, no internal relief valve, and 3"SAE Ports with weldneck flanges included. Pump is designed for 200psi maximum inlet pressure. Pump is driven by a 60hp, 1,775 rpm, inverter duty Class 1, Div 2, electric motor (230/460V/3ph/60Hz). Pump and motor will be mounted on a painted steel baseplate, spacer coupling and non-sparking coupling guard included. CW Pump Rotation LM G-1440-65J9-201-BW Drive LM 6-14L-40-360-01 Motor 06018ET3E364T-W22 | VIKING PUMP
GB-41445 | Viking Pump model GB-41445 ductile iron spur gear pump with a single component mechanical seal with carbon/silicon carbide faces and FKM elastomers, no internal relief valve, and 3" SAE J518 Code 61 ports with SAE to weld neck flange adapters included. Pump is driven by a 100hp, 1,775 rpm, inverter duty Class 1, Div 2, Group D electric motor (230/460V/3ph/60Hz). Pump and motor will be mounted on a painted steel baseplate , spacer coupling and non-sparking coupling guard included. Reference the technical data packet for flow, pressure, and NPSHr details. Pump is designed for 200psi maximum inlet pressure Please specify pump rotation at time of order. | VIKING PUMP
GB-41445 BARE PUMP | GB41445R0O FKM DU 3" SAE-SPS | VIKING PUMP
GB-41445 COMPLETE REBUILD KIT | GB-41445 3-464-GB41445-FULL-01 GB41445 T2 FKM FULL REBUILD | VIKING PUMP
GB-41445 REBUILD KIT | 3-464-GB41445-FULL-1 GB-414 Full Rebuild Kit for Type 2 Seal - Standard Port Pumps - fits size GB-41445 -Fits both CW and CCW Rotations | VIKING PUMP
GB-41445 VIKING PUMP | Viking Pump model GB-41445 ductile iron spur gear pump with a single component mechanical seal with carbon/silicon carbide faces and FKM elastomers, no internal relief valve, and 3" SAE J518 Code 61 ports with SAE to weld neck flange adapters included. Pump is driven by a 100hp, 1,775 rpm, inverter duty Class 1, Div 2, Group D electric motor (230/460V/3ph/60Hz). Pump and motor will be mounted on a painted steel baseplate , spacer coupling and non-sparking coupling guard included. Reference the technical data packet for flow, pressure, and NPSHr details. Pump is designed for 200psi maximum inlet pressure Please specify pump rotation at time of order. | VIKING PUMP
GB41445 VIKING PUMP REBUILD KIT | GB41445 Viking Pump rebuild kit GB-41445 3-464-GB41445-FULL-01 GB41445 T2 FKM FULL REBUILD Lead time: 7-8 weeks | VIKING PUMP
GB41445R10 REBUILD KIT | GB41445R10 Rebuild Kit 3-464-GB41445-FULL-1 | VIKING PUMP
GB-41460 | GB-41460 Replacement Bare Pump, CW pump rotation Viking Model GB-41460 ductile iron rebuildable external gear pump, with hardened DLC coated internal parts for maximum wear resistance. Pump is equipped with a single component Type 2 mechanical seal with carbon/silicon carbide faces and FKM elastomers, no internal relief valve, and 4"SAE Ports with no weld neck adapters included. Pump is designed for 200psi maximum inlet pressure. | VIKING PUMP
GB41460 REBUILD KIT | GB-414 Full Rebuild Kit for Type 2 Seal - Standard Port Pumps - fits size GB-41460 -Fits both CW and CCW Rotations Kit Part Number - 3-464-GB41460-FULL-1 | VIKING PUMP
GB-41460 REBUILD KITS | GB-41460 3-464-GB41460-FULL-1 GB41460 T2 FKM FULL REBUILD | VIKING PUMP
GB41460R10 REBUILD KIT | GB41460R10 Rebuild Kit 3-464-GB41460-FULL-1 | VIKING PUMP
GBJ-C-1000 | US TRAY GBJ-C-1000 2/0AWG 1000A BNDG JMPR | VIKING PUMP
GBK14 | Ground Bar Kit, 14 Terminal | SUMMIT
GBK21 | GROUND BAR KIT - 21 TERM | ELLIOTT ELEC
GBL800 3IN BUSHING 12EA | (blank) | ELLIOTT ELEC
GBL800 3IN GRD BUSHING | Job # 21109-10 Charge back to moms meals | DEALERS
GC ANALYZER | 8206 ABB GC Chromatograph Tag Number: Model Number 8206A-83A-75A-65A-95A-1DC-72B-73BBK-74BBF 96A-46C-46E-2GI-3IM-10A-17BP-2DR-55C-52B-57D-56D-61A-62E 64A-66A-6900-91A-92A 8206 - Model designation, NGC 8206 83A - NGA TYPE 00 75A - None (2 train) A - C/US, CSA Cert, Class I, Div 1, Grp BCD, XP 1DC - Nomenclature Unit Drawing,NGC8200 Class I, DIV 1, Groups B, C, D C/US,24V 72B - Carrier selection, Helium 73BBK - Train BBK. C6+. C3. IC4. NC4. Neo-C5. IC5. NC5. 74BBF - Train BBF. C3+. N2. C1. CO2. C2=. C2 96A - Aluminum for NGC 2GI - Flash Application Set, without tubes, NGC/PGC, STD pick 3IM - Config File, Cust, Atmos C6+ App, 4 Stream 1 Cal w/NGC I on COM 2 & COM 1, Atmos Archieve Order,NGC8206 17BP - Termination Board Kit, with USB Client, with USB Host, with Ethernet 2DR - Enclosure assembly, RFI/EMI 55C - PCCU Option, serial interface, external 52B- Cable, flow computer unit data collection for laptop computer, Serial, 9pin (25 foot straight) 57D - Analytical Module without GC Module 24 VDC, No metrology, DBPV 56D - Digital controller electronics and display completed assembly (NGC8206) 61A - Feed Thru, with preheat, 24 volt 62E - Gas Chromatograph Manufacturing Test Certificate SE-1F1-42-8-ATP 035-XINS(2.1) -Div. 1/5 w/ft -1 ea. 1/8"x035 SS SMLS 316 ASTM-A269 -Thermon's Low Temperature Self- Regulating heater cable type D1-BSX 5-1 FOJ -Non-hygroscopic glass fiber insulation-Black ATP outer bundle jacket -2.1" Nominal Bundle OD P/N CUSTNGCACC PCA-H Kit Kit Power Connection for BSX, HTSX, KSX, HPT and FP. Up to 3 cables. Non-metallic. P/N CUSTNGCACC PETK-1D Kit Kit Circuit Fabrication for BSX, RSX and VSX. Division areas P/N CUSTNGCACC Kit Bndl Adp FAK-7 Termination Seal Kit for TubeTrace and ThermoTube Maximum Exposure Temperature 400F (204C). Materials for up to six (6) terminations. P/N CUSTNGCACC Sample Conditioning System, single stream, contains A+ Model 38M filter (liquid coalescing filter and liquid limiting membrane) and a Wallace and Tiernan adjustable bypass rotameter (0-1180 cc/min). Membrane replacement kit is ABB pn 2104625- 001 PN 2105235-001 | DEALERS
GC PACKING AND CRATING FOR DOMESTIC SHIPPING | PACKING AND CRATING FOR MODEL500 AND SCS500GC | SOUTHERN PET
GC SAMPLE CONDITIONING SYSTEM | SCS500GC Sample conditioning system 1. (1) Vaporized at the tap Liquid Stream with Genie 120 bypass, filter & flow indication. 2. (1) Manual Liquid to Vapor Calibration stream (Calibration Standard WILL Be Vaporized). 3. (1) Boot Entry. 4. Heated 304 Stainless Steel Enclosure CUSTOMER MUST SUPPLY 20 PSIG VAPOR SAMPLE ABOVE ITS DEW POINT TO SAMPLE CONDITIONING SYSTEM (SCS) | CHEROKEE M&C
GDL BATTERY | Battery (F1) Item No. PS1270 | CHEROKEE M&C
GDL BREAKER | IDEC NC1V-1100-10AA CIRCUIT PROTECTOR 1 POLE 10A SERIES TRIP MEDIUM T | GDL INDUSTRI
GDL CONVERTER | DDR-120B-12 DC/DC CONVERTER DR MNT 12V. Javelin 23103-01 | SUMMIT
GDL POWER SUPPLY | Power Supply w/ Battery Charger 27.6V Item No. DRC-100B | GDL INDUSTRI
GDS CORP | GM/GX-1-0-15-R100/1-0-0[TAG] GDS Corp. GASMAX GX Gas Monitor with Local sensor head configured for EC Hydrogen Sulfide (H2S) for range 0-100 ppm with Dual Dry Contact Alarm Relays and Splash Guard (Includes stainless steel tag) | GDL INDUSTRI
GDS CORP GASMAX | GM/GX-1-0-15-R100/1-0-0[TAG] GDS Corp. GASMAX GX Gas Monitor with Local sensor head configured for EC Hydrogen Sulfide (H2S) for range 0-100 ppm with Dual Dry Contact Alarm Relays and Splash Guard (Includes stainless steel tag) | SLATER CONTR
GDS CORP GASMAX GX GAS | GM/GX-1-0-15-R100/1-0-0[TAG] GDS Corp. GASMAX GX Gas Monitor with Local sensor head configured for EC Hydrogen Sulfide (H2S) for range 0-100 ppm with Dual Dry Contact Alarm Relays and Splash Guard (Includes stainless steel tag) | SLATER CONTR
GDS GASMAX | GM/GX-1-0-15-R100/1-0-0[TAG] GDS Corp. GASMAX GX Gas Monitor with Local sensor head configured for EC Hydrogen Sulfide (H2S) for range 0-100 ppm with Dual Dry Contact Alarm Relays and Splash Guard (Includes stainless steel tag) | SLATER CONTR
GE HOLDING COIL | GE Holding Coil | SLATER CONTR
GEAR | ??? | ZONE INDUST
GEAR 550656001 | GEAR - .656 .190 .550 32 .4884 8
GEAR 550668001 | GEAR - 170 .190 1.203 24 27 1.120 | FMC TECHNOLO
GEAR BOXES | ??? | FMC TECHNOLO
GEAR OP | Gear OP for 4" 150# BFV 402 Ser
GEAR OPS | ???
GEAR PLATES | ???
GEL PAIL OUTDOOR | Job # 21109-10 Charge back to moms meals
GENERAL MONITORS S5000 GAS MONITOR | S5000-2-0-0-2-00-D61-D00-02= STAINLESS STEEL - IIB+H2/B,C,D0= ANALOG OUT/BLUETOOTH/MODBUS/HART 1.250= WITHOUT RELAYS2= FM APPROVALS00= WITHOUT SPECIAL OPTIONSD61= COMBUSTIBLE 0-100% LEL PROPANE (2.1%)D00= WITHOUT SENSOR & SENSOR BODY0= WITHOUT PAINTREFER TO QUOTE 2368931 | GRAYBAR
GENERATOR | GENERATOR USE CHARGE | GK TECHSTAR
GENERATOR SET | GP-J50-60E4iF-3PH 48 KW 60 KVA GENPOWERUSA GP-J50-60E4iF “TPEM INTERIM TIER 4” JOHN DEERE POWERED DIESEL GENERATOR SET, BRAND NEW 100% DESIGNED, ENGINEERED, ASSEMBLED AND TESTED IN USA 1 YEAR / 2000 HOURS INTERNATIONAL WARRANTY POWER RATINGS: 43KW (54KVA) PRIME, 3PHASE, 0.8PF, 60HZ, 460V EMISSIONS COMPLIANCE: -U.S. EPA INTERIM 4 FLEX compliant engine for Mobile Prime application as per current U.S. Environmental Protection Agency regulations POWERED BY PREMIUM HEAVY DUTY INDUSTRIAL COMPONENTS FOR MAXIMUM DURABILITY, EXCELLENT RELIABILITY AND WORLDWIDE SUPPORT: -DIESEL ENGINE: JOHN DEERE 4045TF290-3074, Turbocharged, Heavy duty diesel engine, 1800RPM, Mechanical governor, U.S. EPA INTERIM 4i FLEX -ALTERNATOR: LEROY SOMER TAL042H, Oversized 12 Leads brushless alternator. Electronic Auto voltage regulation, 100% Manufactured in Europe -BREAKER: MLCB, Main line circuit breaker, 3 pole, set mounted, wired and maximum output rated for complete protection -CONTROLLER: DEEP SEA ELECTRONICS DSE7320, Advanced digital auto-start/stop control panel. All genset parameter, alarms, control and automatic-shutdowns. UL listed PHOTOS, TECHNICAL LITERATURE, STANDARD FEATURES AND ONLINE LIBRARY LINK: Click Here: http://bit.ly/GP-J50-60T4iF | METER ENGINE
GENERATOR TRANSFER SWITCH | DOUBLE THROW 200A/240V | GENERAL POW
GENIE LOW VOLUME DIRECT DRIVE PROBE | PART NUMBER: 760J903SS12DIRECT DRIVE PROBE WITH JW 985 SEALS, NO MEMBRANE, 3/4" NPT PROCESS CONNECTION, 12" ADJUSTABLE LENGTH, WITH HEX SOCKET ADAPTER AND 1/4" NPT OUTLET PORT BALL VALVEREFER TO QUOTE 18105 REV B, LINE 4 | ELLIOTT ELEC
GEO BRO PWHT | 6" x 4" Pipe Spool Post Weld Heat Treat. EVX 21884-01 | CHEROKEE M&C
GEORGE BRO PWHT | PWHT 4" X 3" 150# Pipe Spools & Two 4" 150# Strainers. Javelin 23548-01 | GEORGE BROTH
GF20W | ETN ST GFCI 20A 125V WH | GEORGE BROTH
GF221NRA | SIEM7 GF221NRA 2P 3W 30A SAFETY SW | ELLIOTT ELEC
GF324NR | SIEM GF324NR 200A 3P 240V 4W FUSED GD TYPE 3R REF QUOTE 2002662078 LINE 120 | SUMMIT
GFCI RECEPTACLE | GFCI RECEPTACLE,SELF-TEST,#14 - 10 | SUMMIT
GFCI SELF TEST DUPLEX | GFCI SELF TEST DUPLEX 20A 125V IV | ELLIOTT ELEC
GFS 20X20 WAVE FLTR | (blank) | ELLIOTT ELEC
GG475 | Viking GG475 Gear pump with ½ HP 1800RPM 1/60/115/230 56C EXP Motor mounted on a steel base. Pump: 4-1062-1832-008. Drive: 6-10-752-10-0053. Motor: 2-547-035-999-00. Plains 25143-02 | THE SHERWIN
G-GRIP GRAY GLOVE | (blank) | VIKING PUMP
GIS | (blank) | THE SHERWIN
GIS BLACK | (blank) | THE SHERWIN
GK - 8 PORT SWITCH | FC6A-C40R1CE 8 PORT ETHERNET SWITCH. Pioneer 21802-01 | GK TECHSTAR
GK - IDEC | FC6A-J8A4 Pioneer 21802-01 | GK TECHSTAR
GLAND - PACKING ASSEMBLY | GLAND - PACKING ASSEMBLY | FMC TECHNOLO
GLAND - PG-30 | GLAND - PG-30 PACKING BUNA-N LO TEMP | FMC TECHNOLO
GLASS | Superior Products 5/8" x 48" Red Line Gauge Glass | UP&S, INC
GLASS CLOTH ELEC TAPE | GLASS CLOTH ELEC TAPE 27,3/4" X 66',50/CASE | ELLIOTT ELEC
GLASS CUTTER | Chain type glass cutter 3/4 | UP&S, INC
GLASS THERMOMETER | MILLER & WEBER 30-120°F GLASS THERMOMETER | JM TEST SYST
GLL2 | 3/4" MALL INS GROUND BUSHNG | ELLIOTT ELEC
GLL8 | 3" MALL INS GROUND BUSHING | ELLIOTT ELEC
GLOBE VALVE | Bonny Forge Globe valve, 1” 800#, FPT, ASME B16.10, ASTM A216 GR WPB, HAND WHEEL | CITY PIPE
GLOVE | Glove, Foam Nitrile, Spandex | THE PAINT
GLOVE, FOAM NITRILE | Glove, Foam Nitrile, Spandex | THE PAINT
GLOVE, FOAM NITRILE, SPANDEX | Glove, Foam Nitrile, Spandex | THE PAINT
GLOVE, VINYL, | ???
GLOVES | Gloves | THE SHERWIN
GLOVES 9696L | Gloves 9696L | THE PAINT
GLOVES 9696XL | Gloves 9696XL | THE PAINT
GLOVES MAXIFLEX | Job # 21109-10 Charge back to moms meals | RAM TOOL
GLUE | 5Lb Kit Epoxy Glue | E-Z PIPE
GM/GX-1-0-15-R100/1-0-0[TAG] | GDS Corp. GASMAX GX Gas Monitor with Local sensor head configured for EC Hydrogen Sulfide (H2S) for range 0-100 ppm with Dual Dry Contact Alarm Relays and Splash Guard (Includes stainless steel tag) | SLATER CONTR
GMA1R | GMA1R 1 amp 5x20mm glass fuse | AWC, INC
GMA2R | GMA2R FUSE | ELLIOTT ELEC
GMA500R | Bussman fuse GMA500R 5x20mm glass fuse | ELLIOTT ELEC
GMA-500-R | GMA 500MA BUSS FUSE 5X20MM GLASS FUSE | ELLIOTT ELEC
GMA5R | GMA5R 5 amp 5x20mm glass fuse | ELLIOTT ELEC
GMAR1R | 1A 250V FA 5X20MM | ELLIOTT ELEC
GOLD PSA LINKROL120 | (blank) | THE SHERWIN
GOLD PSA LINKROL80 | (blank) | THE SHERWIN
GOOSENECK 102" X 20' | 102" x 20' Iron Bull Gooseneck Trailer 2- 8,000 LB Spring Axles w/ Brakes ST235/85R16 (G) 14 ply. W/ Spare 6" Channel Frame Straight Deck with 60" x 18" Slide-in Ramps 12" Crossmembers (3" 3.5lb C-channel) 10" I-Beam Neck Front Full Tool Box Between Neck 2-5/16" adjustable Coupler Rd. 25k 2- 12k Jack Hydraulic Atlas Assy Drive Over Diamond Plate Fenders DP Steel Floor Standard Wiring Harness & LED Lights 4 ea. 3" x 5/8" Weld-on D-rings Powder Coated Black | THE TRAILER
GOOSENECK CARHAULER | 102" x 26' gooseneck carhauler | THE TRAILER
GOULD MTI | CHARGE PUMP CRUDE OIL, .82 SG 11,500 BPD @ 30 PSI 336 GPM @ 85 TDH 3X4-10 MTI GOULDS UNIT CONSISTING OF THE FOLLOWING COMPONENTS 3X4-10 MTI DI/DI ANSI PUMP 9.75" IMPELLER PATENTED TAPER BORE BOX IALERT 2 CONDITION MONITOR 5-YEAR WARRANTY 316SS/AFLAS CARTRIDGE SEAL 10HP-1800-3-TEFC PREMIUM EFFY ELECTRIC MOTOR. STEEL ANSI BASE 5-PIECE SPACER COUPLING OSHA APPROVED GUARD. Marathon 22163-01 | KNIGHTEN MAC
GOULD PUMP 3X4 | 3X4-13 MTI 25HP UNIT CONSISITNG OF: GOULD'S 3196 3X4-13 MTI DUCTILE IRON CONSTRUCTION, 11.25" IMP TRIM, 316SS SINGLE AFLAS CARTRIDGE SEAL, DRIVEN BY 25HP, 1800RPM, 3PH, TEFC, PREMIUM EFF. MOTOR, MOUNTED ON STEEL CHANNEL BASE, 5 PC SPACER COUPLING, APPROVED GUARD. Battalion Job# 20436-05 & 08 | KNIGHTEN MAC
GOULDS 1.5X3-13 PUMP 11.5in Impeller | ??? | KNIGHTEN MAC
GOULDS 1.5X3-13 PUMP 12in Impeller | ???
GOULDS 2X3-13 PUMP | 2X3-13 MTI GOULDS UNIT CONSISTING OF THE FOLLOWING COMPONENTS 2X3-13 MTI GOULDS DI/SS ANSI PUMP 12.875" DIAMETER IMPELLER 316SS/AFLAS CARTRIDGE SEAL 20HP-1800-3-TEFC PREMIUM EFFY ELECTRIC MOTOR. STEEL ANSI BASE 5-PIECE SPACER COUPLING OSHA APPROVED GUARD.
GOULDS 3196 | Pump: Goulds 3196 ANSI 1.5x3-13 MTi, Ductile Iron Impeller: 9.9375" Seal: AES Single Cartridge seal Motor: Toshiba 50hp 3600RPM TEFC Coupling: TB Woods Guard: Barrel Style Skid Mounted on 18 x 58 Channel Steel Pioneer 23285-01 thru 23285-22 | KNIGHTEN MAC
GOULDS 3196 3X4-13 PUMP | ??? | ZONE INDUST
GOULD'S 3196 4X6-13 | 4X6-13 MTI 40/18 UNIT CONSISITNG OF: GOULD'S 3196 4X6-13 MTI DUCTILE IRON, 11.6875" IMP. TRIM, AFLAS CARTRIDGE SEAL DRIVEN BY 40HP, 1800RPM, 3PH, TEFC PREMIUM EFF. MOTOR, MOUNTED ON STEEL CHANNEL BASE, 5PC SPACER COUPLING, APPROVED GUARD
GOULDS 3196 ANSI 1X2X10 | SKIDDED PUMP PACKAGE Skidded Pump and Motor Package Order Line Notes: Conditions: 1500BPD @ 170PSI -- Crude Oil, 0.85SG. Pump: Goulds 3196 ANSI 1x2-10 MT DS Impeller: 9.6875 Seal: AES Single Cartridge seal Motor: Toshiba 30hp 3600RPM TEFC Coupling: TB Woods Guard: Barrel Style Skid Mounted on 18 x 58 channel steel. Javelin 23103-01 | ZONE INDUST
GOULDS 3196 ANSI 1X2X10 1.05SG | SKIDDED PUMP PACKAGE EA Skidded Pump and Motor Package Conditions: 2500BPD @ 170PSI -- Produced Water, 1.05SG. Pump: Goulds 3196 ANSI 1x2-10 MT SS Impeller: 8.9375" Seal: AES Single Cartridge seal Motor: Toshiba 25hp 3600RPM TEFC Coupling: TB Woods Guard: Barrel Style Skid Mounted on 18 x 58 channel steel. Javelin 23104-01 | ZONE INDUST
GOULDS 3196 ANSI 4X6-17 | SKIDDED PUMP PACKAGE Skidded Pump and Motor Package CUSTOMER PROVIDE PUMP AND MOTOR SPEC Pump: Goulds 3196 ANSI 4X6-17 i17 DS Impeller: 16.00 Seal: AES Single Cartridge seal Motor: Toshiba 40hp 1200RPM TEFC Coupling: TB Woods Guard: Barrel Style Skid Mounted on 26 x 80 channel steel | ZONE INDUST
GOULDS 3196 ANSI 4X6-17 I17 DS | Pump: Goulds 3196 ANSI 4X6-17 i17 DS Impeller: 16.00" Seal: Type 1 component Motor: Toshiba 40hp 1200RPM TEFC Coupling: TB Woods Guard: Barrel Style Skid Mounted on 26 x 80 rolled steel | ZONE INDUST
GOULDS 3196 ANSI PUMP | SKIDDED PUMP PACKAGE Skidded Pump and Motor Package Conditions of Service Rate: 7k bpd/ 205 gpm Pressure: 100TDH S.G.:0.80 Pump: Goulds 3196 ANSI 2x3-6 ST DS Impeller: 5.2813 Seal: AES Single Cartridge seal Motor: 10hp 3600RPM TEFC Coupling: TB Woods Guard: Barrel Style Skid Mounted on 15 x 48 channel steel | ZONE INDUST
GOULDS 3196 PUMP | Rate:6,000bpd/200gpm Pressure:150psi/433tdh Fluid:Crude S.G.:0.80 Pump: Goulds 3196 ANSI 2x3-10 MT DS Impeller: FULL Seal: Single Cartridge Aflas seal Motor: 75hp 3600RPM TEFC Coupling: TB Woods Guard: Barrel Style Skid Mounted on 21 x 64 rolled steel | ZONE INDUST
GOULDS 3196 PUMP SKID | SKIDDED PUMP PACKAGE Order Line Notes: Conditions of Service Rate: 11,500BPD/335GPM Pressure: 154 TDH Fluid: CRUDE OIL Temp: 85° S.G.: .825 Pump: Goulds 3196 ANSI 3x4-13 MT DS Impeller: 11.8125" Seal: AES Aflas Single Cartridge seal Motor: 30HP 1800RPM TEFC Coupling: TB Woods Guard: Barrel Style Skid Mounted on 18 x 58 channel steel. Marathon 23991-01, 23992-01 & 23993-01 | ZONE INDUST
GOULDS 3X4-13 | 3X4-13 MTI 40/18 UNIT CONSISTING OF: GOULD'S 3196 MTI 3X4-13 DUCTILE IRON, 316SS IMPELLER, 12.1875" TRIM, DRIVEN BY 40HP-1800RPM-3PH TEFC PREMIUM EFF MOTOR, MOUNTED ON STEEL CHANNEL BASE, 5PC SPACER COUPLING, APPROVED GUARD. | KNIGHTEN MAC
GOULDS 3X4-17 CHARGE PUMP | 3X4-17 I17 GOULDS UNIT CONSISTING OF THE FOLLOWING COMPONENTS 3X4-17 I17 DI/SS ANSI PUMP 14.5" DIAMETER IMPELLER 316SS/AFLAS CARTRIDGE SEAL 40HP-1800-3-TEFC PREMIUM EFFY ELECTRIC MOTOR. STEEL ANSI BASE 5-PIECE SPACER COUPLING OSHA APPROVED GUARD | KNIGHTEN MAC
GOULDS 3X4-8G LIQUID END ASSY | ???
GOULDS 4X6-13 CHARE PUMP | 4X6-13 MTI 40/18 UNIT CONSISITNG OF: GOULD'S 3196 4X6-13 MTI DUCTILE IRON, 11.6875" IMP. TRIM, AFLAS CARTRIDGE SEAL DRIVEN BY 40HP, 1800RPM, 3PH, TEFC PREMIUM EFF. MOTOR, MOUNTED ON STEEL CHANNEL BASE, 5PC SPACER COUPLING, APPROVED GUARD. | KNIGHTEN MAC
GOULDS CHARGE PUMP | 1.5X3-13 MTI GOULDS UNIT CONSISTING OF THE FOLLOWING COMPONENTS 1.5X3-13 MTI DI/DI ANSI PUMP 10.625" IMPELLER PATENTED TAPER BORE BOX IALERT 2 CONDITION MONITOR 5-YEAR WARRANTY 316SS/AFLAS CARTRIDGE SEAL 7.5HP-1800-3-TEFC PREMIUM EFFY ELECTRIC MOTOR. STEEL ANSI BASE 5-PIECE SPACER COUPLING OSHA APPROVED GUARD. CHARGE PUMP CRUDE OIL, .82 SG 5883 BPD @ 30 PSI 172 GPM @ 85 TDH MARATHON 20120-01, 20119-01 and 20121-01 | KNIGHTEN MAC
GOULDS CHARGE PUMP MBW | 3X4-10 MTI GOULDS UNIT CONSISTING OF THE FOLLOWING COMPONENTS 3X4-10 MTI DI/DI ANSI PUMP 9.75" IMPELLER PATENTED TAPER BORE BOX IALERT 2 CONDITION MONITOR 5-YEAR WARRANTY 316SS/AFLAS CARTRIDGE SEAL 10HP-1800-3-TEFC PREMIUM EFFY ELECTRIC MOTOR. STEEL ANSI BASE 5-PIECE SPACER COUPLING OSHA APPROVED GUARD. CHARGE PUMP CRUDE OIL, .82 SG 11,500 BPD @ 30 PSI 336 GPM @ 85 TDH Marathon Boll Weevil 21896-01 | KNIGHTEN MAC
GOULDS PUMP | Skidded Pump and Motor Package Pump: Goulds 3196 ANSI 1x2-10 MT DS Impeller: 8.125" Seal: AES Single Cartridge seal Motor: Toshiba 25hp 3600RPM TEFC Coupling: TB Woods Guard: Barrel Style Skid Mounted on 18 x 58 channel steel. Condition of Service: 100BPH @ 100psi, S.G.:0.75, 308TDH Stakeholder 23043-01 & 23044-01 | ZONE INDUST
GP M 20 | ???
GP-25SSLGF2LM15 | ???
GP-40716 | ???
GP414 RETRO KIT | 3-464-LACT-K200 GP414 RETRO KIT 213T-286T MTR
GP414 TYPE 1 SEAL KIT | GP414 Type 1 Seal Kit 3-464-LACT-K446
GP-41415 | ???
GP-41415 PUMP | ???
GP-41430 | ???
GP-41440 PUMP | ???
GP-41445 | ???
GP-41445 PUMP | ???
GP-41445 VIKING PUMP | ???
GP-41455 PUMPS | ??? | DEALERS
GP-41460 PUMP | ??? | VIKING PUMP
GP-650 1/2 GRD PIGTAIL 150EA | Job # 21109-10 DOTTIE GP-650 1/2 GRD PIGTAIL | VIKING PUMP
GPV-0716-113 | Part Number: L-0716-1839-009-R GPV-0716-113 (CW) - EXTERNAL SPUR GEAR PUMP - 1" NPT PORTS - (HEAD SIDE) - 2-472-015 FKM MECHANICAL SEAL - FKM O-RING - GASKETS - NEEDLE BEARINGS - COMMON SUCTION & COMMON - DISCHARGE - (GP40716G0O) – | VIKING PUMP
GRADE 8 CAP SCREW | 3/4-10 X 2 1/2 HEX HEAD CAP SCREW GR8 COARSE THREAD YELLOW ZINC | CITY PIPE
GRADE 8 CAP SCREWS | 5/8 X 2 GRADE 8 CAP SCREWS | CITY PIPE
GRADE 8 FLAT WASHER 5/8 | (blank) | CITY PIPE
GRADE 8 FLAT WASHERS | grade 8 flat washers | CITY PIPE
GRADE 8 FLAT WASHERS 5/8 | (blank) | CITY PIPE
GRADE 8 LOCK NUTS | grade 8 lock nuts | CITY PIPE
GRADE 8 LOCKING NUTS 5/8 | (blank) | CITY PIPE
GRATING | Galv Grating | TEINERT META
GRATING CLIPS | ???
GRAVITY DAMPER | Matching face area gravity dampers to be used as building air intake, 30" wide x 50" tall x 2" deep, with 2 week lead time expedite option | KIM KOOL
GRAVITY DAMPERS | Gravity Dampers Matching face area gravity dampers to be used as building air intake, 30” wide x 50” tall x 2” deep 2 week rush lead time | KIM KOOL
GRAY TAPE 5EA | Job # 21109-10 | DEALERS
GRC3834 | 3/8"-3/4" 1/0 GROUND CLAMP | ELLIOTT ELEC
GREASE | ???
GREASE FITTING | BUTTON HEAD GREASE FITTING, 1/2" - 14 PTF, (10) PACK | CITY PIPE
GREEN ANTI-FREEZE PRE-MIX 50/50 | (blank) | PARKS FUELS
GREEN SAFETY VEST | Job # 21109-10 Charge back to moms meals | RAM TOOL
GREEN VEST | Job # 21109-10 Charge back to moms meals | RAM TOOL
GREEN WIRE | Orange Wire | SUMMIT
GREEN WIRE 12G | Green Wire 12G | ELLIOTT ELEC
GREEN-3/4X66FT TAPE | Job # 21109-10 3M 35-GREEN-3/4X66FT VINYL COLOR CODING TAPE 3/4IN X 66FT | REXEL
GREENLINE TAPE | MISC LW401R12 ARLON GREENLINE TAPE 1X30 | CED/CAIN ELE
GREY MACROPOXY | 10 gallon kit of Grey Macropoxy EVX Job# 21354 | THE SHERWIN
GREY SHINGLES | 5 gallon kits of Grey Shingles Price includes Supply Chain Charge | THE SHERWIN
GRF038 | 3/8 FLEX STEEL REDUCED WALL | DEALERS
GRINDER | M18 FUEL 4-1/2-5" GRINDER W/SLIDE SW | MCCARTY EQUI
GRINDERS | Grinder 5" 9 amp | HIGGINBOTH16
GRINDING FEE | Grinding Fee | ALCOM
GRIS_PFM-N-CS-SB | MT POWER FRAME | ODESSA PUMPS
GRISWALD 3X4-13 | Griswold 811M ANSI 3x4-13 ductile iron pump, w/ 12.35” diameter, ductile iron impeller, carbon steel shaft, 316SS shaft sleeve, & Type 1 seal and gland. Driven by a 40HP, 1800RPM, 3-phase, TEFC electric motor. | ODESSA PUMPS
GRISWALD 811M | Griswold 811M 3" x 1.5" x 13 DI ANSI Pump with Full Impeller Driven by a 15HP 1800RPM TEFC Electric Motor. | ODESSA PUMPS
GRISWOLD 3X1.5-13 60HP | Griswold ANSI 811M 3X1.5-13 60HP | ODESSA PUMPS
GRISWOLD 3X1.5-8 CHARGE PUMP | Griswold 811S ANSI 1.5x3-8 pump, 7.22” diameter impeller, ductile iron casing, ductile iron impeller, & 316SS shaft sleeve. Type 1 seal and gland. Driven by a 20 HP, 3600RPM, 3-phase, 230/460V, TEFC electric motor | ODESSA PUMPS
GRISWOLD 3X4-10 | Griswold Ansi 3x4-10 WCB Pump Driven by a 30HP 1800RPM 3PH TEFC Electric Motor | ODESSA PUMPS
GRISWOLD 3X4-13 | Griswold 3x4-13 50hp | ODESSA PUMPS
GRISWOLD 3X4-13 CHARGE PUMP | Griswold 811M ANSI 3x4-13 ductile iron pump, w/ 12.35” diameter, ductile iron impeller, carbon steel shaft, 316SS shaft sleeve, & Type 1 seal and gland. Driven by a 40HP, 1800RPM, 3-phase, TEFC electric motor. | ODESSA PUMPS
GRISWOLD 4X3 | 4X3-10 75HP Griswold pump quote EO-0010406 | ODESSA PUMPS
GRISWOLD 811L IMPELLER | Griswold 811L 3x2-13 Impeller | ODESSA PUMPS
GRISWOLD 811M | Griswold 811M 4x3-13 ductile iron pump w/ 12.39 trim impeller. Driven by 40HP, 1800RPM, 3-phase, Worldwide electric motor. Skid mounted on channel base and complete w/ 9SCH Sure-Flex Five Piece Coupling, spacer, and aluminum, non-sparking guard | ODESSA PUMPS
GRISWOLD 811M 25HP | Griswold 811M 4'X3X-13 25 HP Pump | ODESSA PUMPS
GRISWOLD 811M 4X3X13 | GRISWOLD 811M 4X3X13 20 HP | ODESSA PUMPS
GRISWOLD 811M SS PUMP | Griswold 811M 4x3-13 316 SS pump w/ 12.72 trim impeller. Driven by 25HP, 1800RPM, 3-phase, TEFC electric motor. Skid mounted on channel base and complete w/ 8SCH Sure-Flex Five Piece Coupling, spacer, and aluminum, non-sparking guard with Plan 52 seal pot | ODESSA PUMPS
GRISWOLD ANSI 811M 3X2-13 20HP | Griswold ANSI 811M 3X2-13 20HP | ODESSA PUMPS
GRISWOLD ANSI 811M 4X3-10 | 3” x 4”-10 Griswold charge pump with 75 HP, 3600 RPM, 230/460V Worldwide electric motor sized for 17,000 BPD, 125 psi and 42 API crude oil. | ODESSA PUMPS
GRISWOLD BOOSTER PUMP | Griswold ANSI 3” x 2” x 13” 811L DI/SS 12536-D2 pump with 12.64” impeller and ANSI + cartridge seal driven by 125HP, 3600 RPM, 3PH TEFC electric motor. Pioneer 23780-01 | ODESSA PUMPS
GRISWOLD CHARGE PUMP | Griswold ANSI 3” x 4” x 13” 811M DI-2518-D2 DI/SS pump with 11.64” impeller and ANSI+ cartridge seal driven by 25HP, 1800 RPM, 3PH TEFC electric motor. Pioneer 23780-01 | ODESSA PUMPS
GRISWOLD PUMP | Griswold DI 811M ANSI 4” x 3”-17” pump with 15.60” trimmed impeller, ANSI+ cartridge seal driven by a 50hp 1800rpm 480 VAC, 3 phase TEFC motor capable of pumping up to 15,000BPD @ 90psi .789 S.G. crude oil. NPSHr 3.66 ft. 6-Week Delivery | ODESSA PUMPS
GRISWOLD PUMP SKID | ANSI 811M 3" x 2" - 13MTX, 12.5" Trimmed Impeller, Cartridge Seal Driven by 20HP, 3600 RPM TEFC 230/460 3 PH Electric Motor. Devon Energy 25296-01 | ODESSA PUMPS
GRN WIRE | THHN/THWN-2 19 STR 600V 90DEG CU | GRAYBAR
GROOVED FITTING | 4" POLY SDR7 GRVD. TRANS. FITTING | TOMMY WHITE
GROOVED NIPPLE | 2 in x 4 in long Grooved Nipple x MNPT Carbon Steel | HOSE OF SOUT
GROOVED TRANSITION | 3" POLY SDR 11 GROOVED TRANSITION | TOMMY WHITE
GROUND | Job # 21109-10 Charge back to moms meals | FIREFOLD
GROUND DEVICE | TR-7-XBL Description: Ground continuity control with 72" cable, battery type contactor, pilot lights, 120V and UL listed. Model TR-7 SAFE-T-GROUND Explosion-proof, Intrinsically Safe, Ground Continuity Control | DWYER CONTRO
GROUND ROD CLAMP | Job # 21908-01 Charge back to snake Pit | SUMMIT
GROUNDING BOLT COPPER | Job # 21109-10 Charge back to moms meals | FIREFOLD
GROUNDING DEVICE | 60CF-0041 GDX-82A Grounding Device
GROUNDING PIGTAIL | Grounding Pigtail | ELLIOTT ELEC
GRY WIRE | THHN/THWN-2 19 STR 600V 90DEG CU | GRAYBAR
GT66 | RAYCHEM C77220-000 TAPES-GT66-GLASS-ELEC-ADH 1/2IN FIBERGLASS TAPE (FOR WRAPPING HEAT CABLE) 66 FT LENGTH | SUMMIT
GTGK24 | GTGK24 GE TGK24 | DEALERS
GUAB69 | 2" GUAB COND BODY & COVER | SUMMIT
GUAC26 | 3/4" GUAC CONDUIT OUTLET BOX | ELLIOTT ELEC
GUAC36 | 1" GUAC COND BODY & CVR | ELLIOTT ELEC
GUAGE | 9767010 213.53 2.5in 1/4LM -30inHg/30psi | MCCARTY EQUI
GUAGES | Order to include following gauges 50) 0-30# LF GAUGE 100) 0-60# LF GAUGE 50) 0-160# LF GAUGE 46) 0-200# LF GAUGE 100) 0-300# LF GAUGE | SAUNDERS COM
GUAL36 | CRS-H GUAL36 1-IN GUAL BDY&CVR STYLE L; GALV ALUM ACRYLIC PAINTED FERALOY[R] IRON ALLOY BODY, FINISHED CU FREE ALUM CVR•, SHAPE ROUND | SUMMIT
GUAL69 | CRSH GUAL69 2IN GUAL BDY&CVR STYLE L; GALV ALUM ACRYLIC PAINTED FERALOY[R] IRON ALLOY BODY, FINISHED CU FREE ALUM CVR; SHAPE ROUND | SUMMIT
GUARD | ???
GUARD-SB-UC | Uni-Clear Guard - Stuffing Box - Fits STX/STI - 6 & 8" Frame | STEALTH PUMP
GUAT14 | 1/2" GUAT COND CVR&GSK | ELLIOTT ELEC
GUAT26 | 3/4" GUAT CONDUIT OUTLET BOX | ELLIOTT ELEC
GUAT36 | CRS-H GUAT36 1-IN GUAT COND BDY&CVR STYLE T; GALV ALUM ACRYLIC PAINTED FERALOY[R] IRON ALLOY BODY, FINISHED CU FREE ALUM CVR; SHAPE | SUMMIT
GUAT69 | CRS-H GUAT69 2-1N GUAT COND BDY&CVR STYLE T; GALV ALUM ACRYLIC PAINTED FERALOY[R) IRON ALLOY BODY, FINISHED CU FREE ALUM CVR; SHAPE | SUMMIT
GUAX26 | 3/4" GUAX CONDUIT OUTLET BOX | ELLIOTT ELEC
GUIDED WAVE RADAR | Guided Wave Radar Level Transmitter (Interface available for fully submerged probe) 3301HA1N0N9RN0000NAE5M1C1 | EMERSON PROC
GUTTER BOXES | 8836GRTNK UNT 8836GRTNK 8X8X36 N3R SCR CVR GTTR NO KO POWDER COATED | SUMMIT
GWPBQ2036PR | NEMA 12/3R ENCLOSURE PRL1A/2A 20X36 | ELLIOTT ELEC
GX-1582-4173495 (GX) | NPS 2" GX GLOBE VALVE, 150# RF, 46mm PORT, EQUAL PERCENTAGE, F.C., SS TRIM, 29-44 PSIG RANGE DVC6200 POSITIONER, F.C. MTG-3806-4354732 FACTORY MOUNTING | VINSON PROCE
GXT NI | SS 4.4 XH GXT NI | TOMMY WHITE
GYLCOL PUMP | PO4040 rotary vane pump, 1400 lph @ 1450 rpm 303 Stainless steel housing, Flange mounting carbon graphite vane 1" NPT side ports no internal bypass Tanged shaft for coupling HBR SEALS FOR GLYCOL 211605 NEMA 56C motor adapter 91-80-05 NEMA 56C coupler | FLUID-O-TECH
H000X025H1M | PAN H000X025H1M
H000X044H1M | PAN H000X044H1M | ULINE
H100X025H1T | PAND H100X025H1T THERMTRANS ; HEATSHRINK TUBING ; MIL GRADE POLYOLEFIN ; 1.00'' W X .25'' H ; WHITE ; 10 | ULINE
H100X034H1T | PAND H100X034H1T THERMTRANS ; HEATSHRINK TUBING ; MIL GRADE POLYOLEFIN ; 1.00'' W X .34'' H ; WHITE ; 10 | AWC, INC
H100X044H1T | PAND H100X044H1T THERMTRANS ; HEATSHRINK TUBING ; MIL GRADE POLYOLEFIN ; 1.00'' W X .44'' H ; WHITE ; 10 | SUMMIT
H111C2 COIL | H111C2 Coil, Parker Skinner Pt. No. H111C2 | SUMMIT
H120-991-84497 | NPS 1/4 H120 INSTRUMENT AIR PSV D/O RV | SUMMIT
H-1871GR | ??? | SUMMIT
H1RDS44Q | 1/2" FNPT X 1/2" MNPT VITON O-RING PACKING DELRIN SEAT, 316SS, 6000# PSI NEEDLE VALVE ANDERSON GREENWOOD | SUMMIT
H25 ANALYZER | All Material per Quote# MC201104-SCS-331S Envent 331S H2S Analyzer | MOODY PRICE
H-2504BL | utility cart 45 x 25 x 33 black | VINSON PROCE
H-2792 | Polyethylene Step Stool | SPECIALTY EQ
H2S ANALYZER | Installed/configured to alarm if there is a loss of sample flow | ENVENT TECH
H3032-32MP-2 | 2" HOSE ASSEMBLY 3K MP/MP 27" OAL | ENVENT TECH
H3032-32MP-2' | 2" HOSE ASSEMBLY 3K MP/MP 17" OAL | HOSEWORX
H361818 | RKI 36X18X18 Steel Underbody | HOSEWORX
H5VKS22 | 1/4" MNPT X 1/4" FNPT TEFLON PACKING KEL-F SEAT, 316SS, 3000# PSI NEEDLE VALVE ANDERSON GREENWOOD | FENDER
H8000 | 2" X 60 FEMALE CAM X 2 KC | SPECIALTY EQ
H87A379 | 7" Shade Aide Kit Marathon Job# 20064 | MCBRIDE
H87A485 10" SHADE AIDE KIT | H87A485 10" Shade Aide Kit Felix Job# 20107-01 | AWC, INC
H87A558A-17014D010-4 | MOD XL - Size 14.25”H x 17”W | AWC, INC
HALF COUPLING | COUPLING- HALF THD 3/4 FS 3OOO# | SMITH & LOVE
HALF GLASS KIT | Half glass kit | CITY PIPE
HALF HEX NUT | 5/8-11 hex finish jam nut zinc 1.0 | BULLDOG STEE
HALF MASK | Half Mask, North 7700, Large | CITY PIPE
HAM M1PC005LESF | HAM M1PC005LESF PWRPLUS 1P 5KVA 480-240/120 AL | THE PAINT
HAMMER UNION | UNION- HAMMER 4 FIG 206 GRAY SUB/BLUE NUT THD 2000# A105 CS KEMPER | SUMMIT
HAMMER UNIONS | 4" Fig 207 Hammer Unions | CITY PIPE
HAND CLEANER | SCRUBS-IN-A-BUCKET HAND CLEANER | INDUSTRIAL
HAND RAILS FOR PROVER | knowlton to cut and weld hand rails for prover | TOMMY WHITE
HANDLE | Handle 2" Bore & 2R & 5M | KNOWLTON AUT
HANDLE 3-4" BORE | Handle 3-4" Bore | MCCARTY EQUI
HANDLES | ??? | MCCARTY EQUI
HANDLES 4" 150# | TOP VALVE PART# TFBF-HANDLES 4” 150# FLANGED END COMPLETE HANDLE
HANDRAILS | Handrails for a 45' x 31' Rectangular Platform with Openings for Two Access Platforms. 1) ALUMINUM HANDRAIL WITH HARDWARE Length=1'-5" ALUMINUM HANDRAIL WITH HARDWARE 1) ALUMINUM HALF HANDRAIL WITH HARDWARE Length=1'-1" ALUMINUM HALF HANDRAIL WITH HARDWARE 25) ALUMINUM HANDRAIL WITH HARDWARE Length=2'-9" ALUMINUM HANDRAIL WITH HARDWARE Quote #: SAS-109625R1 | EGGELHOF, IN
HANDWHEEL | HANDWHEEL FOR 10" 150# RF NEWAY TRUNNION BALL VALVE GEAR OPERATED W/ ADAPTOR | SAFE RACK
HANDY BOX CVR 2EA | Job # 21109-10 Charge back to moms meals | MIDSTREAM VA
HANGING BAR KIT W/ RODS | Job # 21109-10 Charge back to moms meals | ELLIOTT ELEC
HARD ROLL TOWELS | ??? | FIREFOLD
HARDNESS TEST | Hardness test
HARMONIC FILTER | Harmonic Filter Note: 1) Package Does not include installation or startup. HSD0200AW30000 | HAMILTON ENG
HATCO ASSEMBLY 60 | Hatco Assembly 60 to repair customers existing actuators | BRANDON & CL
HAUL SKID | (blank) | HATFIELD AND
HAZ LOC VPRTITE | HAZ LOC VPRTITE 5K Frosted globe 120v-277v Gray | BAY LTD.
HAZMAT FEE | (blank) | ELLIOTT ELEC
HBALE2SSKOIR | Insulated blanket for LE2SSKOIR sample probe | PINNACLE
HCI HBS-10-H-164 | HCI HBS-10-H-164-PG HIGH-4-7/8 WIDE-5 LONG 10-7/8 STRUT LENGTH 9.312 | ENVENT TECH
HCS1/4-20X1 Z 5 | HCS1/4-20X1 Z 5 | SUMMIT
HCS3/8-16X1 Z 5 | HCS3/8-16X1 Z 5 | FASTENAL
HCS5C.20-1.00Z | 1/4-20 X 1 Hex Head GR 5 ZInc | FASTENAL
HCS5C.25-.75Z | 1/4-20 X 3/4 HEX HEAD GR 5 ZINC | STEELFAST
HCS5C.25-1.00Z | 1/4-20 X 1 HEX HEAD GR 5 ZINC BOLT | STEELFAST
HDH-A | US TRAY HDH-A HEAVY DUTY HOLD DOWN CLAMP | STEELFAST
HEAD ASSY | P560855 HMK25 Head Assy Ductile Iron | SUMMIT
HEAD BOLT | 7/8 X 4 3/4 B7 HEX HEAD BOLT W/LOCK WASHERS PLAIN FINISH | HI PLAINS
HEAD PLUG | 4" F.S. threaded hex head plug | INDUSTRIAL
HEALTH AND COMPLIANCE | INDUSTRIAL HEALTH AND COMPLIANCE SER-000014-000 ISNETWORLD, PICS, & PEC SAFETY COMPLIANCE REQUIREMENTS FEE | CITY PIPE
HEAT EXCHANGER | VS-21X21 Air Cooled Heat Exchanger | FLOW MANAGEM
HEAT SHRINK | Heat Shrink Thin Wall Tubing 3/16-48" | FIN-X, INC.
HEAT TRACE | ED TSL 8-1 8W/FT C1D2 HEAT TRACE Whitewater Job# 21634-01 Thru 06 | ELLIOTT ELEC
HEAT TRACE WIRE | BSX 10-2 OJ 10W/240V Self-Regulating Heater Cable w/ Overjacket | AWC, INC
HEAT TREAT | Post Weld Heat Treat 6" & 8" 150# Pipe Spools & Strainers EVX 21168-01 | DSI
HEAT TREAT PIPING | (blank) | GEORGE BROTH
HEAT TREAT PIPING SKID | (blank) | GEORGE BROTH
HEATER | CX1480160100T2AIIBT CX1 ProVector Series Explosion-Proof Heater -10 kW 480V, 1-Phase, w/ T'stat Control | GEORGE BROTH
HEATER KIT | Complete Automatic Engine Jackets Coolant preheater with Thermostat Kit, installation included | DSI
HEAVY DUTY HOLD DOWN CLAMP | US TRAY HDH-A HEAVY DUTY HOLD DOWN CLAMP | GENERAL POW
HEAVY DUTY PIPE RACK | (blank) | SUMMIT
HEAVY JAM NUT | 5/8-11 HEAVY HEX JAM NUT STEEL ZINC CLEAR ZINC PLATED | ULTIMATE WEL
HEEL JAW & PIN 12-14" | (blank) | CITY PIPE
HEEL JAW & PIN 18" | (blank) | SAUNDERS COM
HELPER/FIRE WATCH | Crew to location, rake up spill and haul off, spread new gravel | SAUNDERS COM
HEV SVL 1024100 | HEV SVL1024100 240W 24V DIN PS 85-264VAC Pn: 967937 UPC: 78347287324 | ASAP OILFIEL
HEV SVL1024100 240W | HEV SVL1024100 240W 24V DIN PS 85-264VAC Pn: 967937 UPC: 78347287324 Pioneer Job# 21460-01 thru 21460-13 | REXEL
HEX BOLT | M20 X 85MM HEX BOLT 8.8 PLAIN DIN# 933 | REXEL
HEX HEAD PLUG | 2in F.S Hex Head Plug, Domestic | CITY PIPE
HEX KEY SET | HEX KEY SET, SAE, T-HANDLE, 9" WITH STAND, 10PC | MCCARTY EQUI
HEX NUTS | 5/8" GALVANIZED HEX NUT | ELLIOTT ELEC
HEX PLUG | 4" hex plug | CITY PIPE
HEX SCREW 6/32 X 3/8 | Hex Screw 6/32 x 3/8 | CITY PIPE
HF361R | SIEM HF361R 30A 3P 600V 3W FUSED HD TYPE 3R | A PLUS CONTR
HF362R | HF362R SIEM HF362R 60A 3P 600V 3W FUSED HD TYPE 3R | SUMMIT
HF364R | SIEM HF364R 200A 3P 600V 3W FUSED HD TYPE 3R | SUMMIT
HF365RA | SIEM JF365RA 400A 3P 600V 3W FUSED HD TYPE 3R | SUMMIT
HG10-50 | ABB RAPTOR COUPLING ELEMENT E40 #015850 | SUMMIT
HG12 VRU OG SEPARATOR | HG12 VRU OG Separator (24234-03-VES-001) 16X70 GAS/OIL SEPARATOR Includes $1,300 weld pad sight glass | MOTION INDUS
HG12 VRU SCRUBBER | HG12 VRU Scrubber (24234-03-VES-002) 16X60 SUCTION SCRUBBER | CYPRESS
HG12-75 | HG12-75 ABB RAPTOR COUPLING ELEMENT E50 #015851 | CYPRESS
HG17177VIE | HG17177VIE WITH VERSATROL AND 5/16' ORFICE LEROI COMPRESSOR | MOTION INDUS
HG20-250 | HG20-250 ABB RAPTOR COUPLING ELEMENT E60 #015852 | GARDNER DENV
HG20278HI(E)(P) | With 7/16” orifice and Versatrol | MOTION INDUS
HG40-RACK-TTCS-TH4C-144 | HOSE, OPW STD , 4” RACKMASTER Composite Hose,TTMA CS X MNPT CS SCH40, 144IN OAL | GARDEN DENVE
HHG24215H5IE COMPRESSOR | LEROI HHG24215H5IE INCLUDING VERSATROL POPPETS. | KNAPPCO
HHG24227H5IE COMPRESSOR | HHG24227H5IE INCLUDING VERSATROL POPPETS | GARDEN DENVE
HHN2BK500 | THHN 2 STR BLACK 500' | GARDEN DENVE
HI SOLIDS | 1) 5 Gal kit Shale Green Hi Solids | ELLIOTT ELEC
HI SOLIDS SAFETY YELLOW | Hi Solids Safety Yellow | THE SHERWIN
HI- SOLIDS BLM SHALE GREEN | Hi- Solids BLM Shale Green | THE SHERWIN
HI SOLIDS COLVERT GREEN | 5 gallon kits of Hi Solids Colvert Green | THE SHERWIN
HI SOLIDS MEDALLION TAN | Hi Solids Medallion Tan | THE SHERWIN
HIGH SOLIDS | SHALE GREEN HIGH SOLIDS | THE SHERWIN
HIGH SOLIDS BATTLESHIP GRAY | 5 gallon kits of High Solids Battleship Gray SPL Job# 21204-01 and 21204-02
HIGH SOLIDS DESERT TAN | 5 gallon kits of High Solids Desert Tan | THE SHERWIN
HIGH SOLIDS ENVIRO GREEN 4024 | High Solids Enviro Green 4024 5G Kit | THE SHERWIN
HIGH SOLIDS FSC36463 | 5 gallon kit of High Solids FSC36463 Delek Job# 21404 | THE SHERWIN
HIGH SOLIDS KILIM BEIGE | High Solids Kilim Beige 5G Kit | THE SHERWIN
HIGH SOLIDS MEDALLION TAN | 5 gallon kits of High Solids Medallion Tan Medallion Job# 21114-01, 21115-01, 21117-01, & 21118-01
HIGH SOLIDS SAFETY YELLOW | 5 gallon kit of High Solids Safety Yellow Vermillion Job# 21451 | THE SHERWIN
HIGH SOLIDS SHALE GREEN | 5 gallon kits of High Solids Shale Green XTO 21260-01 thru 06 | THE SHERWIN
HIGH SOLIDS STAKEHOLDER GREY | 5 gallon kit of High Solids Stakeholder Grey Stakeholder Job# 21186 | THE SHERWIN
HIGH SOLIDS WHITE | 5 gallon kit of High Solids White NuStar Job# 21499 & 21500, EnLink Job# 20386 and 21354 | THE SHERWIN
HIGH SOLIDS WHITE PAINT | HSPOLYGL EXWHT 5G HIGH SOLIDS WHITE PAINT | THE SHERWIN
HINGE COVER | JB060604HC JB 6X6X4 HINGE COVER CARBON STEEL | THE SHERWIN
HINGE PIN | GRN 53389 HINGE PIN-555SB | THE SHERWIN
HINGED POLE | GPHSH30GAL GALV 30 FT HINGED POLE | THE SHERWIN
HI-SOLIDS | ??? | THE SHERWIN
HI-SOLIDS BLM SHALE GREEN | 5 gallon kits of Hi-Solids BLM Shale Green | THE SHERWIN
HI-SOLIDS DESERT TAN | Hi-Solids Desert Tan | THE SHERWIN
HI-SOLIDS FEDERAL WHITE | Hi-Solids Federal White 5 gal kit | THE SHERWIN
HI-SOLIDS MEDALLION TAN | Hi-Solids Medallion Tan | THE SHERWIN
HI-SOLIDS POLYURETHANE | ??? | THE SHERWIN
HI-SOLIDS SHALE GREEN | Hi-Solids Shale Green | THE SHERWIN
HI-SOLIDS SLATE GREY | Hi-Solids Slate Grey | THE SHERWIN
HI-SOLIDS SW7731 | Hi-Solids SW7731 San Antonio Beige 5 gal kit | THE SHERWIN
HI-SOLIDS VERITAS DARK GRAY | Hi-Solids Veritas Dark Gray 5 gal kit | THE SHERWIN
HI-SOLIDS VERITAS DARK GREY | Hi-Solids Veritas Dark Grey 1 gal kits | THE SHERWIN
HI-SOLIDS VERITAS GREY | Hi-Solids Veritas Grey | AWC, INC
HI-SOLIDS WHITE | Hi-Solids White 5 gal kit | SUMMIT
HLD LACT | HLD LACT UNIT, PUMP COUPLER, & OTHER MISC. ITEMS | CED/CAIN ELE
HLD LACT PUMP & MISC ITEMS | (blank) | E.L FARMER
HLD LACT UNIT | HLD LACT UNIT, RACK, CANOPY ROOFS, BOX OF BOLTS, & LIGHTS | E.L FARMER
HLD LACT, BOOSTER & MISC ITEMS | (blank) | E.L FARMER
HLD LACT, BOX & MISC ITEMS | (blank) | E.L FARMER
HLD LOOP (1/2) | (blank) | E.L FARMER
HLD PUMP SKID | HLD PUMP SKID - HP165AL, SUMP, (2) DAMPNERS, & VALVES (8.5 HRS @ $130.00 AN HR) | E.L FARMER
HLD RACK, CANOPY & MISC ITEMS | Total of (13) hours @ $100.00 an hour | E.L FARMER
HLD ROOFS, PANEL RACK & BOLTS | (blank) | E.L FARMER
HLD SKID | (blank) | E.L FARMER
HLD SKID #21311-01 | HLD SKID #21311-01, LADDER, & MISC. ITEMS | E.L FARMER
HLD SKID & BOOSTER | (blank) | E.L FARMER
HLD SKID & PANEL | (blank) | E.L FARMER
HLD SKID & PLATFORM | 35.5 hrs. @ $200.00 an hour | E.L FARMER
HLD SKID, BOOSTER & PALLET | Total of 16.5 hours @ $135.00 per hour | E.L FARMER
HLD SKID, BOOSTER & PALLETS | 13.5 total hours @ $135.00 per hour | E.L FARMER
HLD SKID, BOOSTER SKID & VALVES | (blank) | E.L FARMER
HLD SKIDS & BOX OF BOOKS | (blank) | E.L FARMER
HLTSTAT10C | HLTSTAT10C | E.L FARMER
HMI CABLES | CUST-004-144 QLogiX-Android Display HMI Cable | MOTOR CONTRO
HMI SCREENS | 7" Android HMI Display screen | FLOW DATA
HN | 1/4-20 HEX NUTS ZINC PLATED | FLOW DATA
HN12 | 1/2" Hex nuts | ELLIOTT ELEC
HN14 | 1/4''-20 HEX NUT | DEALERS
HN-14 STEEL HEX NUT 100 EA | Job # 21109-10 Charge back to moms meals | ELLIOTT ELEC
HN38 | 3/8''-16 HEX NUT | ELLIOTT ELEC
HN832 | #8-32 Machine Screw Hex Nut | ELLIOTT ELEC
HNDL KT | HNDL KT,S40 8"/S42 6",DBL'D'" 010800-21141007 | ELLIOTT ELEC
HNFC.25Z | 1/4-20 FIN HEX NUT ZINC | MIDSTREAM VA
HOFFA72H36DLP3PT | A-B 700DRA DIN RAIL ADAPTER | STEELFAST
HOFFA72P36 | HOFF A72P36 PNL N12 69X33 72X36 STL | THE REYNOLDS
HOFFAGLK2 | HOFF AGLK2 GRNDG LUG KIT FITS #2-14 WIRE | THE REYNOLDS
HOFFLEDD1M35 | HOFF LEDD1M35 LED DC SWITCH MEG 351MM | THE REYNOLDS
HOFFLEDD20C | HOFF LEDD20C LED LIGHT DC CORD 2000MM | THE REYNOLDS
HOFFPGS2K | HOFF PGS2K GRNDG BAR SYSTEM 200MM CU | THE REYNOLDS
HOGUE VSVR-8H | Volume Regulator. Devon 22661-01, 22662-01 & 22663-01 | THE REYNOLDS
HOGUE VSVR-8-H | Volume Regulator. Devon 22661-01, 22662-01 & 22663-01 | HUGHES METER
HOLE CUTTER | Hole Cutter 7/8" Carbide | HUGHES METER
HOLE SAW KIT | HOLE SAW KIT, CARBIDE HOLE CUTTER, 4PC | ELLIOTT ELEC
HONEYWELL HART SMARTVIEW | Honeywell HART SmartView - Without sealing facilities - Wall mount configuration - FM hazardous area approvals - 0.75” NPT cable entry - Tag plate with a maximum of 15 characters | ELLIOTT ELEC
HOOK JAW 14" | (blank) | ALLESCO
HOOK JAW 18" | (blank) | SAUNDERS COM
HOSE | 3/4" Red spray hose | SAUNDERS COM
HOSE 3" | 948HX+600RF-600VS-38.5” 3” 2000psi Slim Hole Rotary Hose Assy Coupled with 3” 600# RFSO Fixed x 3” 600# Floating Flange Assys OAL 38.5” price includes Test+48-HP and Shipping | SAUNDERS COM
HOSES | MWHTTCRED15032-LD2625-CAM20CB-CAM20EB-80FT Industrial Hose Assy Crimped - Feet | HOSEWORX
HOT DIP GALVANIZING | Hot-dipped Galvanizing of Structural Skid Base per provided drawings | MIDWEST HOSE
HOT SHOT | (blank) | AZZ METAL CO
HOT SHOT 22879-02 | Hot Shot for Zia Hills Cooler | ZONE INDUST
HOT SHOT DELIVERY | Split between (5) jobs | KIM KOOL
HOT SHOT TO HOUSTON | Houston trip was on 10/17/23 thru 10/18/23 dropped off 45 ft 20" pipe at Texas Pipe and Supply Co. Also dropped off 20" blinds at Allied Fitting in Missouri City, TX. Picked up in Houston at DL Flange 12 qty 20" flanges 2 qty 16" flanges 1 qty 8" flange Returned back to Odessa for fabrication to continue. | ZONE INDUST
HOTSHOT | Hotshot delivery of PO 29589 to SCS scheduled for 8/19/24 | ULTIMATE WEL
HOTSHOT FEE | Delivery of (8) 415Q-5L pump units | MIDSTREAM VA
HOTSHOT SERVICE | Moved forklift from one location to another, requested by Aaron Brewer | ODESSA PUMPS
HOTTER N HELL 5 GAL | Hotter n Hell 5 gal | ULTIMATE WEL
HOURLY RATE FOR CALIBRATION | (blank) | SAUNDERS COM
HOUSE RAKE | House Rake | METER ENGINE
HOUSE RAKE GALLERY BLUE | 9'LHouse Rake Gallery Blue | BULLDOG STEE
HP VALVE | 1" Reg Port S.E. 3,000# WP Steel Ball Valve 316 S.S. Ball & Stem, Nace | BULLDOG STEE
HP-69318 FILTER ELEMENT | (blank) | MCCARTY EQUI
HPF CG CALCS | HPF CG Calcs for lifting plan | HI PLAINS
HS-455 | Bottle, Eyewash, Personal, Eyesaline, 32oz, 12/cs | HPF CONSULTA
HSEXWHT 5G | HSPOLYGL EXWHT 5G | THE PAINT
H-SPB-4N-S316 | 1/4" MNPT Pipe Plug included with line 1 | THE SHERWIN
HSPOLYGL 5G | HSPOLYGL EXWHT 5G KITS | THE SHERWIN
HSPOLYGL EXWHT 5G | Medallion Tan skid paint | THE SHERWIN
HSPOLYGL UDBS 5G | Plains Mobile Beige paint | THE SHERWIN
HU361RB | SWITCH NOT FUSIBLE HD 600V 30A 3P NEMA3R | GRAYBAR
HUB FLANGE 12SC70 | TB Woods Hub Flange 12SC70 | STEALTH PUMP
HUB FLANGE 12SC7014 | TB Woods Hub Flange 12SC7014 | STEALTH PUMP
HUGHES METER | Houge Sampler. Devon Energy 25296-01 | HUGHES METER
HW10601624 | 16G 24PR SHIELD CABLE | ELLIOTT ELEC
HW5000-RL3 | Hardwired resistive head | GDL INDUSTRI
HWCHW15400603 | HWC HW154-00603 6AWG 3C W/GRND 600V VNTC TRAY CABLE | DEALERS
HYD D10 PUMP PACKAGE | Hydracell D10 pump Hydracell D10 Pump Package - 2HP 1750RPM Class 1 Div 1 Baldor Motor 110V, Channel Base, Aluminum Coupling Guard. Ships in 4 Weeks. ****Deduct $1,272 for 3 Phase XP Motor**** | HYTORC
HYDRACELL PUMP | Conditions: Approx. 8.8 GPM @ 500PSI+ -- Crude Oil, 40-42 API Assumed Pump: Hydracell D10EKSGSNEHB Sealless High Pressure Diaphragm Pump Pump Head: 316L SS Ports: 1" NPT Inlet / 3/4" NPT Outlet Diaphragm Material: FKM Valves: 316L SS Seat with Nitronic 50 Valves, Elgiloy Springs, and 17-7 SS Spring Retainers Motor: 5HP 1800RPM TEFC 3-Phase, Class I Div II Rated Skid Mounted with Coupling and Safety Guard | ZONE INDUST
HYDRAULIC OIL | Hydraulic Oil 5 gal | SPECIALTY EQ
HYDRAULIC PUMP | ??? | ZONE INDUST
HYDRA-ZORB | 1.0" RIGID PIPE CUSH A CLAMP | MCBRIDE
HYDRO TANK STAND | Build 10’8”X5’4” 6” Hydro Tank Testing Stand w/headers
HYDRO TANK TESTING STAND | Build 5’4” X 5’4” X 6” Hydro Tank Testing Stand no header | RICHARD MUNG
HYDRO TEST | Hydro Test Dept, All tools per inv# 42215 | RICHARD MUNG
HYDRO TEST CERT | HYDROSTATIC TEST CERT Non-witnessed | SAUNDERS COM
HYDRO TEST CHART | 24 HR Chart Paper | RO-FLO COMPR
HYDROMETER | FACTORY CERT HYDROMETER API CF 15" 40/60 0-150 F (+ LABOR) | JM TEST SYST
HYDROMETER CERTIFICATION LABOR | Labor to Certify Hydrometer | WL WALKER CO
HYDROSTATIC TEST | Hydrostatic Test | WL WALKER CO
HYDROSTATIC TEST CERT | HYDROSTATIC TEST CERT | CHEROKEE M&C
HYDROVAC TRUCK (OPERATING) | Hydrovac trench to spose 8" line for DCP to be able to trench and ran wire for wellhead | RO-FLO COMPR
HYFLG | 20" 300# RF BLIND FLANGE | CYCLONE
HY-V115-FA4-DOC-4S | FULLY AUTOMATIC 115V 4 PORT 10K PSI 4 STAGE VECTOR PUMP W/DOCUMENTATION SYS | INDUSTRIAL
I IN GALV STEEL | 1" CONDUIT | SUMMIT
I&E SHOP CONSUMABLES | All material on Quote #101-34380 | TEINERT META
I005557 | 965 Steel Zinc 5X16 Phillips Flat Hd M/S | FIREFOLD
I009281 | 125A Steel Zinc 5 Flat Washer Form A | TEINERT META
I011251 | 985 Class 8 Zinc 5X.8 Nylon Insert Locknut | CITY PIPE
I2P-100 (FSI2P-3B) | i2P-100 (FSI2P-3B) | ELLIOTT ELEC
I65T00304 | HSPOLYGL 5G, QUANTITY (3) IN CARLSBAD CANYON TAN AND (3) IN SHALE GREEN | METRIC & MUL
I65W00311 | HSPOLYGL EXWHT 5G WHITE PAINT IN HIGH SOLIDS | METRIC & MUL
I65W00731 | ENV940LV EXWHT 5G | METRIC & MUL
I65Y00600 | AC218 GL SAFYLW 1G SAFETY YELLOW SKID PAINT | VINSON PROCE
I67H00005 | RCTEPXPR TAN 10G RECOATABLE SKID PAINT | THE SHERWIN
I999958H | 23/4pr cat6 green | THE SHERWIN
I-BEAM | (1) 20' joint of 6" 15# galvanized I-Beam | THE SHERWIN
I-BEAM MOUNTING CLIP | Job #21109-10 Charge back to moms meals | THE SHERWIN
I-BEAMS | All material on Quote #116202001 | THE SHERWIN
ICJW-42X42-141-PACK | IC- 316SSWPASME Gas Cooler, all 316L SS wetted components, 8 Row - Pass, 3" Class 150 Connections, ASME, MAWP: 195 psig @ 400F JW-CS Jacket Water Cooler, All Carbon Steel Construction, 8 Row - 2 Pass, 1.5" NPT Connections, MAWP: 75 psig @ 350F, Includes surge tank w/ 1.5" fill port, 1" sight glass, 1/2" High & Low ports for Murphy level gauge PACK Package Assembly-Stand, Shroud, Fan Guard, Fan, Motor & Mount OPT1 OPTIONAL (not in above price) Manual dampers over gas section, individual control. | ELLIOTT ELEC
ICS64M4F (8A-C8L-1-SS) | 1/2" NPT CHECK VALVE, 316SS | KIM KOOL
IDEC | FC6A-J8A4 - Pioneer LACTS | LEGACY FLOW
IDEC PLC | FC6A-C40R1CE 8 PORT ETHERNET SWITCH. Pioneer 21460 LACTS | GK TECHSTAR
IDLER GEAR | ??? | GK TECHSTAR
IG WP SW BOX | IG WP SW BOX (3)1/2 HOLE 18.5CUIN GY
IMPACT | MTT2767-22 M18 High Torque Impact, 1/2Dr, Friction Ring | ELLIOTT ELEC
IMPACT TEST | Charpy Impact Tests (Weld and HAZ) | MCCARTY EQUI
IMPELLER | 1" x 1.5" - 8 STX Impeller CD4 Full 8" Trim | HAMILTON ENG
IMPELLER 9.375" | Change Impeller from 9.1875" to 9.375" 1.5X3-10 MTI Gould Pump on Marathon Skid 21896-07 | STEALTH PUMP
IMPELLER GASKET | ANSI MT/LT IMPELLER O-RING TEFLON PART# CFG65A412A-88 | KNIGHTEN MAC
IMPELLER TRIMMED AT 11.67" | (blank) | STEALTH PUMP
IMPLEMENTATION/TROUBLESHOOTING | Add the valve poppets as discrete outputs to the XTO VRU programs | ODESSA PUMPS
IN BOARD SEAL | ??? | INSIGHT TECH
IN0854-12N | IN-2.5IN,STR,FLG,ECOAT (REV A)
IN0901-45 | INTAKE 4IN, STR, FLG (REV C) | AIR-CON INC
INCONNEL SPRING | ??? | AIR-CON INC
IND EN BLACK | IND En Black
INDICATOR | ??? | THE SHERWIN
INDUSTRIAL HEALTH & COMPLIANCE | ISNETWORLD, PICS, & PEC SAFETY COMPLIANCE REQUIREMENTS FEE
INDUSTRIAL HEALTH AND COMPLIANC | ISNETWORLD, PICS, & PEC SAFETY COMPLIANCE REQUIREMENTS FEE | FLOW MANAGEM
INDUSTRIAL PIPING | All items off of quote ODE17740 | FLOW MANAGEM
INFERNO EXPANSION TANK LEVEL GAUGE | LG Model: R16 TILT BAAAABCAA Per attached Dwg A242484, Rev B Close Hook-Up, Reflex Style LG ½” FNPT end connections on gage body (vent & drain – open ports) ½” FNPT side ports on gage body Nameplate Rating: 250 PSI @ 100°F GV Model: FT25-MxM-SPH Vessel connection: ½” MNPT spherical union Gage connection: ½” MNPT flat union LG & GV assembled on 8” Vessel C-C at factory with ½” SCH 160 male connectors, pipe nipples, and couplings 30° tilt FIG 5-3-R assembly orientation https://www.infernomfg.com/PDF/GA.RD5-3-R.pdf | INDUSTRIAL
INLET ISOLATION VALVE | 8" 150# Balon 8F-F13N-RF | INFERNO
INLET VALVE | Assembly From Quote QQ-2355893-00
INLET/OUT MOV | VALVE: 16 Inch OMNISEALÂ® DB&B EXPANDING PLUG VALVE, MANUFACTURED, TESTED AND MONOGRAMMED TO API 6D STANDARDS, RF FLANGED ENDS, ASTM A216‐WCC/ENP BODY & PLUG/STEM ASSEMBLY, WCC BONNET/LF6 CL 2, ASTM A395 GR. 60‐40‐18 DUCTILE IRO ACTUATOR: Type ON/OFF MULTI‐TURN Manufacturer ROTORK Model Number IQ20‐FA14A‐43 Enclosure Rating FM EXPLOSION PROOF RPM 43 Power Supply 480/3/60 Control Voltage 24VDC Actuator Orientation TBD Controls Wiring Diagram 100B0000 Bluetooth Setting Tool YES INCLUDES ADDITIONAL TESTING ‐ Hydro Test per API 6D w/ Witness – Must be scheduled in advance after valves / order has been received ‐ Shell test for 2hrs @ 450 psig 2/ Chart Recorder ‐ H/P Seat Test 5 minutes @ 325 psig ‐ L/P Seat Test 80 ‐ 100 psig for 5 minutes per Annex H h‐3 Type II (Air / Nitrogen) TAKING EXCEPTION TO Torque / Thrust Functioning Testing, if needed will be $650.00 /ea also add additional (1) week to the quote. | BRAY PROCESS
INLINE MANIFOLD | Rosemount R306 In-Line Manifold R306ET22AA11SG | MIDSTREAM VA
INLINE PIT | Inline Pressure Transmitter 3051TG3A2B21AS5E5Q4M5T1RKQ15 | ROSEMOUNT, I
INLINE PRESSURE | ??? | EMERSON PROC
INLINE PRESSURE 3051 | nline Pressure Transmitter 3051TG4A2B21AB4E5M5T1S5
INLINE PRESSURE TRANSMITTER | Inline Pressure Transmitter 3051TG3A2B21AS5E5Q4M5T1RKQ15 | ROSEMOUNT, I
INNER MECHS | ??? | ROSEMOUNT, I
INNERSTAGE SCRUBBER | ASME code 30" Vertical Scrubber x 72" seam to seam, RT1 with post weld heat treat
INPSECTION/REPAIR | 8" 150# RF WKM BALL VALVE BETTIS CBA830-SR80-CW / FAIL CLOSE ACTUATOR / SIZED @ 80 PSI -115 PSI MOP / TOPWORX DXP-L21GNEB (2 SPDT GO SWITCH, NAMUR SHAFT) / FISHER 67CFR-239 (1/4" FILTER REGULATOR W/ GAUGE - SET @ 80 PSI) / VERSA CSG-3321-316-XXN4-D024 3W/2P NC 316XX XP 1.8W 24VDC SOLENOID VALVE/ SS FITTINGS & BREATHER VENT / 3/8" 316SS TUBING FOR COMPLETE ASSEMBLY MOUNTED TO SIDE OF ACTUATOR ON FLAT SS PLATE / MOUNTING HARDWARE INCLUDES, BRACKET, COUPLER, BOLTS TO ASSEMBLE VALVE TO ACTUATOR REQUIRED PARTS & WORK TO REPAIR ABOVE -FISHER67CFR-239 (1/4" FILTER REGULATOR W/ GAUGE - SET @ 80 PSI) -REPLACEMENT BRACKET & TUBING FOR CONTROL PANEL -TOUCH UP PAINT FOR ACTUATOR | CEBALLOS FAB
INSERTS FOR THREADER | Ridgid Jaws | MIDSTREAM VA
INSPECT CRANES | Inspect Cranes | JOHNSON TOOL
INSPECT FORKLIFT | goes into reverse by itself 08/10 Model# 7BRU18 SN 34612 | FIM CRANES
INSPECT UNIT | 5/23-22 Arived at location and inspected leak started unit and started extending boom found hose leaking i side boom took back cover off boom found hose was not in its proper spot and tore up also boom is jumping and hopping when I extend it and bring it back in wear padsare probably worn and needs at least one hose unit will need to go to to shop and get disassembled for repairs | SHOPPA'S
INSPECT&TEST MOTORS | Inspection & testing min four hours each. Motors to be disassembled and inspected by B&C. Full scope of repair TBD | SHOPPA'S
INSPECTED UNIT | 5-23-22 Inspected unit for leak found hoses leaking inside boom area pulled side cover where hoses are found damage to boom where hoses are running replacing hoses would just be a temporary fix they would just get torn up again unit needs to go to shop | BRANDON & CL
INSPECTION | ANNUAL INSPECTION IN HOUSE | SHOPPA'S
INSPECTION/REPAIR | 4" 150# RF WKM BALL VALVE BETTIS CBB520-SR80-CW / FAIL CLOSE ACTUATOR / SIZED @ 80 PSI -120 PSI MOP / TOPWORX DXP-L21GNEB (2 SPDT GO SWITCH, STD SHAFT) / FISHER 67CFR-239 (1/4" FILTER REGULATOR W/ GAUGE - SET @ 80 PSI) / VERSA CSG-3321-316-XXN4-D024 3W/2P NC 316XX XP 1.8W 24VDC SOLENOID VALVE/ SS FITTINGS & BREATHER VENT / 3/8" 316SS TUBING FOR COMPLETE ASSEMBLY MOUNTED TO SIDE OF ACTUATOR ON FLAT SS PLATE / MOUNTING HARDWARE INCLUDES, BRACKET, COUPLER, BOLTS TO ASSEMBLE VALVE TO ACTUATOR REQUIRED PARTS & WORK TO REPAIR ABOVE -TOPWORX POSITIONER COVER -REPLACEMENT BRACKET & TUBING FOR CONTROL PANEL -TOUCH UP PAINT FOR ACTUATOR | THE PAINT
INSTALL 1" OLET ON SPOOL | Install 1" olet on spool | MIDSTREAM VA
INSTALL 1" OLET ON SPOOLS | Install 1" Olets on 2 spools | STRICKLAND
INSTALL 1" OLETS ON SPOOL | Install 1" Olets on Spool | STRICKLAND
INSTALL 1" TOL | Travel to location/install 1" TOL on fabrication | STRICKLAND
INSTALL 1" VALVE ON SKID | (blank) | STRICKLAND
INSTALL 8" PIPE | Install 8" Spool est 252 | STRICKLAND
INSTALL IMPELLER | INSTALL 9.9375" TRIMMED IMPELLER IN PIONEER LACT UNIT IN SCS YARD | STRICKLAND
INSTALL IMPELLERS | INSTALL TWO 2X3-10" IMPELLERS, TRIMMED TO 9.42" FOR PIONEER LACT UNITS 11.6.23 IMPELLER Load up parts drove to location fill out a jsa got off to take pix of pump info notice that the pump was a 1.5 x3-13 and they had told me the pump I was gonna swap the impeller was a 2x3-10 and impeller was trimmed to 9.42 called customer and they said they might of got the wrong info for the pump left them the trimmed impeller , customer said he would call us back when they figure out the which pump they want to change impeller on | ODESSA PUMPS
INSTALL LABOR | 3.30 hours labor | ODESSA PUMPS
INSTALL LIFTING LUGS | Install lifting lugs | BOYD'S AUTO
INSTALLATION | Perform Installation of the Workstation Crane Quoted Above. -Installation to Include OSHA Compliant Start-up Inspections on Jib Crane and Components | STRICKLAND
INSTRUCTOR EXPENSES | Instructor Expenses | FIM CRANES
INSTRUMENTATION FITTING | 1/4" MALE BRANCH HEX TEE 316SS INSTRUMENTATION FITTING | HYTORC
INSULATE LACT UNIT | Insulate Lact Unit | SPECIALTY EQ
INSULATE OVINTIV 23158-11 | Insulate Ovintiv Lact | MILLER
INSULATE PIPE | TO FURNISH LABOR, MATERIAL, AND EQUIPMENT | MILLER
INSULATED BEARINGS | Labor Cost Labor+ Material to Install Insulated SKF Bearings on NDE Only. 400HP Toshiba 3600RPM 5810US Frame 460V 3PH. TEFC Motor. | MILLER
INSULATED MOTOR BEARINGS | Any motor operated on an Adjustable Frequency Drive is subject to potential premature bearing failures due to the increased shaft currents caused by common mode voltages inherent with operation on a non-sinusoidal power source. Mfg recommends insulating bearings on frame sizes 440T and larger due to the higher risk of bearing failure. Smaller motors are at risk as well and should be considered after review of the application and installation | DYKMAN ELEC
INSULATIION AND HEAT TRACE | Miller Insulation - to heat trace and insulate the 3/8" sample line on firebird skid See Sammy Rodriguez | DXP ENTERPRI
INSULATING SCRUBBER | To furnish the necessary labor, materials, equipment, PPE, travel, subsistence, and supervision to perform the insulation work as instructed. | MILLER
INSULATION | furnish the necessary labor, materials, equipment, PPE, travel and supervision to perform the insulation work as instructed | LONGHORN INS
INSULATION - LABOR & MATERIALS | Labor & materials per Proposal #24-3897 | LONGHORN INS
INSULATION KIT | KIT - FLANGE INSULATION 2" 150# RF DOUBLE WASHER | LONGHORN INS
INSULATION SHEET | Charged back to Enlink Midstream | CITY PIPE
INTAKE LOUVER - 14 1/2" (12" X 12" OPENING) | 14 1/2" INTAKE LOUVER OUTSIDE HEIGHT 12"H X 12"W MINIMUM ROUGH OPENING MAX INTAKE: 310 CFM EXTRUDED ALUMINUM DRAINABLE GRAINGER PN 20UA07 | GRAINGER
INTERNAL COATING - CORVEL ECA | All internal Corvel ECA coating per NBC Ticket #51295 | SUMMIT
INTERNAL CORVEL ECA | 15 gallon sample pot internal corvel coating | GRAINGER
INT-MAT K4121C 120 V 50/60 HZ | INT-MAT K4121C 120 V 50/60 HZ. 1800 WATT T STEM MNT | NORTH BASIN
INVALCO 600# BS&W | 81001193 CX-645-260-BFP MONITOR PROBE ASSEMBLY; MODEL CX-645, 2 INCH ANSI CLASS 600# RF, 17 INCH LONG, CARBON STEEL, EPOXY COATING | NORTH BASIN
INVALCO BS&W | WCM-7300M-460-BFP WATER CUT MONITOR; MODEL WCM-7300M, 4 INCH ANSI CLASS 600# RF, 32 INCH LONG, CARBON STEEL, EPOXY COATING | FMC TECHNOLO
INVALCO EZ BS&W DETECTOR CARD | (blank) | FMC TECHNOLO
INVERTER | FREEDOM X 3000 INVERTER TRUESI, item #817-3000 | GUARDIAN MAI
INVERTOR | 80177 | GDL INDUSTRI
INVOICE# 241609 | Miscellaneous Parts needed by Mario, Picked up by Ramon Frias Jr Qty. 1) Contractors trash bags Qty. 1) CRC Gasket Paint Qty. 1) Flat spray paint Qty. 10) 5/8" x 2" bolts Qty. 12) 5/8" flat washers | FENDER
IP3110A61-OI | RESUGRIP 250 BLACK 0.96-GALLON KIT | TOMMY WHITE
IPLD303 | 3/0-#6 3 POLE POLARIS CONNECTOR BLOCK | THE SHERWIN
IPLD304 | 3/0-#6 4 POLE POLARIS CONNECTOR BLOCK | ELLIOTT ELEC
IPS FITTINGS | All materials on Quote# ODE16510 | ELLIOTT ELEC
IPS PIPE & FITTINGS | 16" X 10" X 6" Consumable Material. Quote ODE01933 with the exception of studs and gaskets which will placed with a seperate PO | INDUSTRIAL
IPS PIPE AND FITTINGS | Pipe and fittings from IPS Quote# ODE16763 0003364 | INDUSTRIAL
IPS STUDS & GASKETS | All studs and gaskets quoted on ODE29862 10/9/2020. EVX 20616-01 & 02 | INDUSTRIAL
IQ2200CF | IQ2200HECF-XP2-24VDC-GY-N4 TEMP | INDUSTRIAL
IROD | 1/2 X 3 ISOLATION ROD | ICE QUBE
I-ROD | 10” I-rods only | MCCARTY EQUI
IRONMAN 215/75R17.5 I-109 | 215/75R.5/6 135/133J IRO I-109 A/P RIB | LOVINGTON
ISSUANCE OF APPROVAL DRAWINGS | Issuance of Approval Drawings | HATFIELD AND
IT10 | 1/0-#14 POLARIS INSUL-TAP CONNECTOR | ELLIOTT ELEC
ITEM #404R87 | OHAUS Gas Cylinder WallBracket: 1 Cylinder, For 4 into 14 in Dia, Strap withCinch Buckle Mfr. Model CLR-715 | GRAINGER
ITEMP TMT162, FIELD TRANSMITTER | iTEMP TMT162, Field Transmitter TMT162-15N7/0 (TMT162-F212AAAKA) | ENDRESS + HA
IW1910ZR | 2in NPT Tap | MALCOM SUPPL
J2488 | Klein Diagonal cutting pliers, Journeyman angled head, 8" | VANZANDT CON
JAG 3" 600# ESD | 3"TB3-F30R06LH-S53-01J/X5000 3" 600# RF FLANGE JAG TRUNNION BALL VALVE, A350 LF2 BODY, CS+3 MIL ENP TRIM, NYLON SEATS, VITON SEALS, ASSEMBLED AND TESTED TO 24VDC ON-OFF OR MODULATING FAIL SAFE EXPLOSION PROOF ACTUATOR, SUPER CAP INCLUDED. Medallion 20544 - 20548
JAMISON 6" 150# STRAINER | Jamison Model FB-150-6 Fabricated Vertical Basket Strainer Material of Construction: Carbon Steel Inlet/Outlet: 6" 150# RFSO Vessel Access: 150# Bolted Blind w/ Davit Arm Gasket: 304SS/Graphite Filled Spiral Wound Basket: 304SS, 1/4" Perforations on 3/8" Centers Design Code: ASME B31.4 (Yes - confirmed by Customer) Code Stamp: No Design Pressure: 285psig @ 100degF MDMT: -20degF Corrosion Allowance: 0.00" Connections: 1" 3000# NPT T-O-L Vent 1" 3000# NPT T-O-L Drain (2) 1/2" 3000# NPT T-O-L DP Supports: None Internal Finish: Cleaned and Descaled External Finish: Shop Primer NDE: Per Code ORXY 20739-01 | VANZANDT CON
JAMISON FQ-300-16 | Jamison Model FQ-300-16, Fabricated Carbon Steel Vertical Basket Strainer. Inlet/Outlet: 16” ANSI 300# RFWN B16.5 Body: 24”, Carbon Steel, SA105, SA106B/C, SA516-70 Cover: Quick Open closure, Tube-Turns, Tool-Less, w/ davit arm. Gasket: Buna-N Lip seal. Basket: 304SS, 11ga, 1/4” Perf on 3/8” centers, no mesh. Design Code: ASME B31.4, 0.72 Design Factor. Design Pressure: 740 psi @ 100 deg. F. MDMT: -20 deg. F. Corrosion Allowance: 0.063” NACE Compliant: Yes, MR 01 75 NDE: Hydrotest at minimum of 1.25x design, maximum of 1.5x design, for minimum of 4 hours, with chart. NDE: Radiography & Magnetic particle per minimum Code requirements. Nameplate/Flow arrow: Yes, 304SS, marked per code requirements and with: the tag number, Plains project name and PO#. Connections: Vent: (1) 1" 3000# TOL, plastic shipping plug only. DP’s: (2) 1/2" 3000# TOL, plastic shipping plugs only. Drain: (2) 2" 3000# TOL, plastic shipping plugs only. Supports: No. Lifting Lugs: No Internal Finish: Cleaned & descaled. External Finish: Mechanical clean of welded areas w/ Shop prime. Estimated pressure loss, clean basket: I used nominal figures for SG & Viscosity so if they are very inaccurate, let me know. 4.0 psi at 12,600 BPH, 0.84 SG and 5.0 cSt. Note: One Right handed and one left handed
JAMISON MODEL FB-600-6 | Jamison Model FB-600-6 Fabricated Carbon Steel Vertical Basket Strainer. Material of Construction: Carbon Steel SA-105/N, SA-234-WPB, SA-106-B/C/API-5L X42. AML applies below. Design CODE: ASME B31.4 Design Factor: 0.72 - See Pricing Options Inlet/Outlet: 6” 600# RFWN Vessel Access/Cover: 10” 600# RFWN, w/ Blind Flange & Davit Arm. Fasteners: Studs ‐ SA193 Gr. B7, Nuts ‐ SA194 Gr. 2H, Washers – F436, blue Teflon/Xylan coated. Gasket: Flexitallic CGI, RF Spiral Wound, 304 SS Windings, 1/8" Thick (Compressed), 304 SS Outer And Inner Rings, Flex Graphite Filler, ASME B16.20 Basket: 16ga., 304SS, 1/4" Perf. on 3/8” centers. Mesh: 40 mesh, 304SS. ETC welding manual applies – C7.0101 8/10/23 Design Pressure: 1480 psig @ 100 deg. F. MDMT: -20 deg. F Corrosion Allowance: 0.00” NACE Compliant: Not requested. Connections: (plastic shipping plugs unless stated). Vent: (1) 3/4” 6000# NPT T-O-L DP’s: (2) 1/2” 6000# NPT T-O-L Drain: (1) 1” 6000# NPT T-O-L Supports: None Internal Finish: Cleaned and Descaled External Finish: Black (no paint). NDE: 10% NDE per CODE - See Pricing Options Hydrostatic Testing: 4 Hour Hydro at minimum of 1.25x design pressure - See Pricing Options Estimated pressure loss: flow data not provided. | VANZANDT CON
Jamison Strainer | ??? | ELLIOTT ELEC
JDL36175 | JDL36175 MOLDED CASE CIRCUIT | HATFIELD AND
JESSIE PIPE LABOR | (blank) | JAMISON PROD
JESSIE SKID LABOR | (blank)
JESSIE SPOOL | 6" Spool replacement | JAMISON PROD
JET 3200000-003 XRC | 3200000-003 XRC G5 SMALL PANEL KIT DIN RAIL MNT Javelin Energy
JET 9133 | 2015193-006 RS485 CARD. Javelin 23103-01 | CED/CAIN ELE
JET 9133* | 2015193-006 RS485 CARD. Javelin 23103-01 | ULTIMATE WEL
JET 919912 | 3200000-003 XRC G5 SMALL PANEL KIT DIN RAIL MNT. Javelin 23103-01 | ULTIMATE WEL
JET 919912* | 3200000-003 XRC G5 SMALL PANEL KIT DIN RAIL MNT. Javelin 23103-01 | ULTIMATE WEL
JET 9262 | 2100391-001 CABLE ASSY I/O MODULES 24". Javelin 23103-01 | JET SPECIALT
JET 9262* | 2100391-001 CABLE ASSY I/O MODULES 24". Javelin 23103-01 | JET SPECIALT
JET 9979 | 2100415-007 TIA 4/AO MODULE ASSY GRAY (OLD 2100415-005). Javelin 23103-01 | JET SPECIALT
JET 9979* | 2100415-007 TIA 4/AO MODULE ASSY GRAY (OLD 2100415-005). Javelin 23103-01 | JET SPECIALT
JET 9987 | 2018465-001 MOUNTING KIT FOR FREEWAVE RADIO. Javelin 23103-01 | JET SPECIALT
JET 9989 | 2100543-014 TFIO 8 COMBO DIGITAL MOD GRAY (2100543-011 OLD) | JET SPECIALT
JET 9989* | 2100543-014 TFIO 8 COMBO DIGITAL MOD GRAY (2100543-011 OLD) | JET SPECIALT
JET RS485 | 2015193-006 RS485 CARD. Javelin | JET SPECIALT
JETSTREAM 220 COOLER | ??? | JET SPECIALT
JETSTREAM 240 COOLER | ??? | JET SPECIALT
J-FLOW DIVERT VALVE | 4” 150# JFLOW # DM3T 150#RF, 3-WAY, T PORT, CARBON STEEL BODY, 316SS TRIM, TFM1600 SEATS & SEALS 304SS FASTENERS MOUNTED TO A VALVCON LADCWX SERIES 3000 IN.LB ELECTRIC ACTUATOR W/ 4-20 MA OR 0-10VDC POSITION FEEDBACK, BATTERY BACK UP, 2 AUXILLARY LIMIT SWITCHES, UNIVERSAL POWER, HOLDING BRAKE, HEATER/THERMOSTAT, HANDWHEEL OVERRIDE, VISUAL INDICATOR, MOUNTING BRACKET & COUPLER FULLY ASSEMBLED & TESTED | JET SPECIALT
J-FLOW DIVERT VALVE W/ ROTORK | ??? | JET SPECIALT
J-FLOW DIVERT W VALVCON | J-FLOW DM3T2A23FTMTMF1-400 4" ANSI 150, T Port, Three way, WCB body, 316 trim, Super TFM seat, seals,150# flanged ends, with handle, 22mm Stem, F10. NACE COMPLIANT Valvcon LADC Series Electric Actuator - Weathertight & Explosion proof (NEMA 4/4X/7&9 - 3000 lb-in (250 lb-ft; 339 Nm) - Universal Board with SLA Battery Back-UP - Handwheel - Universal Power - Accepts 12VDC, 24VDC, 24VAC, 115VAC, and 230VAC input power P/N: LADCWX3000UL3Z-UP | JET SPECIALT
J-FLOW VALVCON LADCW | 1 JF3DM3T/LADCWX3000 - AUTOMATED VALVE PACKAGE TO INCLUDE 4,925.00 4,925.00 1.00 3 IN. CSXSS 3-WAY T-PORT 3 IN. DM3T-2A23FTMTM-F1 3 IN. CL150 CS X SS 3-WAY T-PORT BALL VALVE, TFM 1600 SEATS & SEALS, FULL PORT J-FLOW 1.00 VALVCON ACTUATOR 3000 IN/LBS VALVCON LADCWX3000UB5Z-UP; FM Explosion Proof & Weathertight NEMA 4/4X/7&9, Torque: 3000 in/lb, Universal Control posit board w/Lithium lon Battery Back Up, Universal Power(12/24DC, 24/115/230AC) ,Handwheel Override,Cont Duty Cycle Holding brake, 2AUX LS. 1.00 3" Bracket Size: 3" Valve Painted bracket with stainless coupler JFLOW 3" CL150 DM3T X LADCWX3000
J-FLOW V-BALL W/ VALVCON | ???
JISKOOT 3X2 | Jiskoot 3x2 (6 Receiver) Modular Can-Weigh & Can-Change System, with 9L containers As described in Section 2.4 of quote. ***14-16 weeks after receipt of approved drawings. | CAMERON MEAS
JJ2009093 REPAIR FEE | JJ2009093 REPAIR FEE OF CONTROLLERS | HATFIELD AND
JJ2009094 REPAIR FEE | JJ2009094 REPAIR FEE FOR CONTROLLERS | HATFIELD AND
JJK ADVANTAGE 1YR SUB | JJK ADVANTAGE 1YR SUB | J. J. KELLER
JMB MSHD BUTTON R ESTOP J | (blank) | ELLIOTT ELEC
JOB #3001453400A | SR 23-10-11 CF Industries Woodward Troubleshoot LSH Probe | SHERMCO SYST
JOB#20564-01 MEDALLION PIPE | Job#20564-01 Medallion Pipe | ULTIMATE WEL
JOB#20564-01 MEDALLION SKID | Job#20564-01 Medallion Skid | ULTIMATE WEL
JOB#20564-02 MEDALLION PIPE | Job#20564-02 Medallion Pipe | ULTIMATE WEL
JOB#20564-02 MEDALLION SKID | Job#20564-02 Medallion Skid | ULTIMATE WEL
JOB#20568-01 MEDALLION PIPE | Job#20568-01 Medallion Pipe | ULTIMATE WEL
JOB#20568-01 MEDALLION SKID | Job#20568-01 Medallion Skid | ULTIMATE WEL
JOB#20568-02 MEDALLION PIPE | Job#20568-02 Medallion Pipe | ULTIMATE WEL
JOB#20568-02 MEDALLION SKID | Job#20568-02 Medallion Skid | ULTIMATE WEL
JOB#20569-01 MEDALLION PIPE | Job#20569-01 Medallion Pipe | ULTIMATE WEL
JOB#20569-01 MEDALLION SKID | Job#20569-01 Medallion Skid | ULTIMATE WEL
JOB#20569-02 MEDALLION PIPE | Job#20569-02 Medallion Pipe | ULTIMATE WEL
JOB#20581 MARATHON SUMP | Job#20581 Marathon Sump | ULTIMATE WEL
JOG OFF AUTO | SROLC-SHWE-NO/NO JOG OFF AUTO | SUMMIT
JOG OFF AUTO SWITCH PART 1 | ???
JOG OFF AUTO SWITCH PART 2 | ???
JSA FORM 8 | SCS TECHNOLOGIES JSA FORM 8 1/2X11 3 PLY | J. J. KELLER
JTH910E | HEX KEY SET, SAE, T-HANDLE, 9" WITH STAND, 10PC | ELLIOTT ELEC
JUNCTION BOX | CRSH EJB121208 MP S598 JUNCTION BOX | SUMMIT
JXD63B300 | SIEM JXD63B300 BREAKER JD 3P 300A 600V 25KA FX NL | SUMMIT
K105-99 | 1.25 T-11 Seal VC1T | ZONE INDUST
K176T-KHA-4XRG | AMTEX BUTTONDOWN SHIRT LS | TYNDALE CO
K176T-NVY-4XRG | AMTEX BUTTONDOWN SHIRT LS | TYNDALE CO
K1LCG2575S | KLRK CG2575S 3/4" GREEN CGB | DEALERS
K1LCG5075S | K1LCG5075S KLRK CG5075S 3/4" PINK CRD GRP | DEALERS
K215T-NVY-4832 | AMTEX UTILITY CARGO PANT 12 CAL | TYNDALE CO
K4121C | INT-MAT K4121C 120 V 50/60 HZ. 1800 WATT T STEM MNT | SUMMIT
K55G | Kenco Tank 55 Gallon Complete with Tank Kit | UP&S, INC
K75-AVH | KENCO SAFEGUARD GAUGE 75-33.5-AVH-GSRL-15-AMB-NS-KEN-STV7 5-31.5 | UP&S, INC
K90208 | ML099 11/16 Jaw Coupling Spider Cplgs | MOTION INDUS
K90214 | ML099 7/8 Jaw Coupling Spider Cplgs | MOTION INDUS
K90716 | SRL099/100 Buna-N Spider Cplgs | MOTION INDUS
K99M50 | K99M50-18.125-CBL-HP-250-250-NS XTO Job# 21416, 21417, 21466, 21467 and Battalion Job# 21418 | ANVIL INTER
K99M50-18-AAL-HP-150-300-NS | LEVEL GLASS, GAUGE STYLE W/ TOP & BOTTOM INTEGRAL VALVES, 1/2" MNPT PROCESS CONNECTIONS, 18" C/C, STAINLESS STEEL CONSTRUCTIONS,AFLAS SEALS, CLEAR POLYCARBONATE HIGH PRESSURE 5/8" OD GLASS SIGHT TUBE, 150PSIG MAWP, 300F MAWT, NON-STEAM APPLICATION | ENERGY SALES
K99M50-18-CBL-RL-230-300-NS | LEVEL GAUGE, 1/2" MNPT, ZINC PLATED CARBON STEEL, BUNA-N SEALS, CLEAR POLYCARBONATE SHIELD, REDLINE GLASS, 18" C.C. | ENERGY SALES
K99M50-32-CBL-RL-230-300-NS | LEVEL GAUGE, 1/2" MNPT, ZINC PLATED CARBON STEEL, BUNA-N SEALS, CLEAR POLYCARBONATE SHIELD, REDLINE GLASS, 32" C.C. | ENERGY SALES
K99M50-8-ATL-GS-150-300-NS | LEVEL GLASS, GAUGE STYLE W/ TOP & BOTTOM INTEGRAL VALVES, 1/2" MNPT PROCESS CONNECTIONS, 8" C/C, STAINLESS STEEL CONSTRUCTIONS, TEFLON SEALS, CLEAR POLYCARBONATE 5/8" OD GLASS SIGHT TUBE, 150PSIG MAWP, 300F MAWT, NON-STEAM APPLICATION | ENERGY SALES
KA25U 1/0 ALCU 1H TERM | Job # 21109-10 Charge back to moms meals | DEALERS
KADEN FLOW SWITCH FLANGED | Kayden pn 812 - Model No.: 812-RAA-141A-I0055-C1B0A-1E flow switch | PROCESS SOLU
KAM 55GPM PUMP | Magnatex Pump M-3523801A-4 1.5" Suction x 1" Discharge driven by 5 HP 3600 RPM TEFC 184T Electric Motor. Marathon 21443-02 | KAM CONTROLS
KAM 6" 600# | KAM SMP 6" 600# ANSI Carbon Steel Static Mixing Plate (None Scoop Model) WHITEWATER 20517 & 20518 | KAM CONTROLS
KAM 75GPM PUMP | Magnatex Pump M-3523801A-3 1.5" Suction x 1" Discharge driven by 5 HP 3600 RPM TEFC 184T Electric Motor. Marathon 21443-01 | KAM CONTROLS
KAM BSW / MIXER | ???
KAM INJECTION | Part # ML-INJ-2"150 - KAM Injection (Discharge) Nozzle CONNECTIONS: 2" ANSI 150 connection to Measurement Loop line with 3" ANSI 150 connection to Mainline. MATERIAL: Carbon Steel Marathon 21443-01 | KAM CONTROLS
KAM INJECTION 1.5" | Part # ML-INJ-1.5"150 - KAM Injection (Discharge) Nozzle CONNECTIONS…………...1.5" ANSI 150 connection to Measurement Loop line with 3" ANSI 150 connection to Mainline MATERIAL…………….……Carbon Steel | KAM CONTROLS
KAM LRW FIXED INSERTION | KAM LRW FIXED INSERTION KAM LRW Fixed Insertion NPT Low Range Watercut Meter SKU: LRW_0-5%_FX_1.25"NPT MODEL: Fixed Insertion NPT CONNECTION: 1.25" NPT RANGE: 0-5% ACCURACY: +/- 0.03% up to 3% Water, +/- 0.05% from 3-5% Water SHAFT LENGTH: N/A MATERIAL (WETTED PARTS): SS316 CERTIFICATIONS: ATEX (II 2 G Ex db IIB T6 Gb) and IECEx (Ex db IIB T6 Gb). NACE MR0175/ISO 15156 INPUTS REQUIRED: Density DRAWING: 152-120-000-XXX | KAM CONTROLS
KAM LRW FLOW-THROUGH | KAM LRW Flow-Through - 4" Low Range Watercut SKU: LRW_0-5%_FT_4”150RF_2.5ME TYPE/MODEL: Flow-Through CONNECTION: 4" ANSI 150 RF RANGE: 0-5% ACCURACY: +/- 0.03% up to 3% Water, +/- 0.05% from 3-5% Water MATERIAL (WETTED PARTS): SS316 MATERIAL (SPOOL): Carbon Steel (3" and up) MATERIAL (MIXING ELEMENTS): SS316 CERTIFICATIONS: ATEX (II 2 G Ex db IIB T6 Gb) and IECEx (Ex db IIB T6 Gb). Wetted Parts NACE MR0175/ISO 15156 MIXING ELEMENTS: 2.5 # OF PORTS: 3 (1 for Instrument, 1 for Manual Sample Valve, 1 for 1/2" Sampler) SPOOL LENGTH: TBD INPUTS REQUIRED: Density DRAWING: TBD ***FOR NEW LACT BUILDS, GOES IN VERTICAL FLOW DOWN*** | KAM CONTROLS
KAM LRW INSERTABLE | Low Range Watercut Meter SKU: LRW_0-5%_INS_2"150RF MODEL: Insertable/Retractable CONNECTION: 2" ANSI 150 RF RANGE: 0-5% ACCURACY: +/- 0.03% up to 3% Water, +/- 0.05% from 3-5% Water SHAFT LENGTH: TBD. Standard Shaft lengths are 24” and 30”. MATERIAL (WETTED PARTS): SS316 CERTIFICATIONS: ATEX (II 2 G Ex db IIB T6 Gb) and IECEx (Ex db IIB T6 Gb). NACE MR0175/ISO 15156 INPUTS REQUIRED: Density. Marathon Zurich Sta. 24880-01 | KAM CONTROLS
KAM LRW INSERTABLE/RETRACTABLE | KAM LRW Insertable/Retractable One-time subtotal $10,806.00 KAM PAK: Packing, Handling and Documentation-Required $300.00 Total $11,106.00 Low Range Watercut Meter SKU: LRW_0-5%_INS_2"600RF MODEL: Insertable/Retractable CONNECTION: 2" ANSI 600 RF RANGE: 0-5% ACCURACY: +/- 0.03% up to 3% Water, +/- 0.05% from 3-5% Water SHAFT LENGTH: TBD. Standard Shaft lengths are 24” and 30”. MATERIAL (WETTED PARTS): SS316 MATERIAL (ENCLOSURE): Copper-free Aluminum CERTIFICATIONS: ATEX (II 2 G Ex db IIB T6 Gb) and IECEx (Ex db IIB T6 Gb). NACE MR0175/ISO 15156 INPUTS REQUIRED: Density DRAWING: 152-XXX-XX0-000 | KAM CONTROLS
KAM PACK | Kam Pak | KAM CONTROLS
KAM PAK | Kam Pak | KAM CONTROLS
KAM PAK DOCUMENTATION | ???
KAM PAK MPLX | Packing, Handling and Documentation-Required. Marathon Zurich Sta. 24880-01 | KAM CONTROLS
KAM PART # ML-INJ-2"300 | KAM Injection (Discharge) Nozzle CONNECTIONS…………...2" ANSI 300 connection to Measurement Loop line with 3" ANSI 300 connection to Mainline MATERIAL…………….……Carbon Steel Marathon 21194-01 | KAM CONTROLS
KAM PART # ML-SUC-3"300 | KAM Suction Nozzle CONNECTIONS…………...3" ANSI 300 connection to Measurement Loop line with 4" ANSI 300 connection to Mainline MATERIAL………….………Carbon Steell Marathon 21194-01 | KAM CONTROLS
KAM SMP STATIC MIXING PLATE 3" | KAM SMP Static Mixing Plate SMP_3"150, SS316, NO SCOOP | KAM CONTROLS
KAM SMP STATIC MIXING PLATE 4" | KAM SMP Static Mixing Plate SMP_4"150, SS316, NO SCOOP | KAM CONTROLS
KAM SMS 12" | Static Mixing Spool SKU: SMS_12"150#_3.5ME PIPELINE SIZE: 12" ANSI 150 RF MATERIAL (SPOOL): Carbon Steel MATERIAL (MIXING ELEMENTS): SS316 SCHEDULE: Std MIXING ELEMENTS: 4.5 PORTS: 2 (1 for Instrument; 1 for Manual Sampling Point) SPOOL LENGTH: 115" MAXIMUM PRESSURE DROP: 14 psi @ 5000 BPH MINIMUM WORKING FLOW RATE: 1500 BPH DRAWING: 191-121-000-005 Marathon Zurich Sta. 24880-01 | KAM CONTROLS
KAM STATIC MIXING PLATE | KAM SMP Static Mixing Plate SIZE…………........................................10" ANSI 600 MATERIAL.............................................Carbon Steel SCOOP..................................................NO MAXIMUM PRESSURE DROP….........7.8 PSI | KAM CONTROLS
KAM SUCTION | Part # ML-SUC-3"150 - KAM Suction Nozzle CONNECTIONS: 3" ANSI 150 connection to Measurement Loop line with 4" ANSI 150 connection to Mainline. MATERIAL: Carbon Steel Marathon 21443-01 | KAM CONTROLS
KAM SUCTION 2" | Part # ML-SUC-2"150 - KAM Suction Nozzle CONNECTIONS…………...2" ANSI 150 connection to Measurement Loop line with 3" ANSI 150 connection to Mainline MATERIAL………….………Carbon Steel | KAM CONTROLS
KC23 | BURNDY KC23 MECH. GROUNDING CONNECTOR FOR 8-2AWG STR. OR 10-1AWG SOL COPPER CABLE TO FLAT, 3/8" STUD
KC23B1 | BUR KC23B1 8-2AWG 3/8-STUD SPLT BLT GRND CONN | THE PAINT
KC-25700 | ??? | THE PAINT
KC-25702 | Towel, Hard Roll, Scott, 7.5x1150', 6/cs, Qty 1 C1 | THE PAINT
KC-25702 TOWEL | KC-25702 Towel, Hard Roll, Scott, 7.5x1150', 6/cs | THE PAINT
KC-44303 | Coverall, Kleenguard, Zipper | SUMMIT
KC-44304 | Coverall, Kleenguard, A40 Zipper | SUMMIT
KDRAA4L2 | TCI-REACTOR-7.5HP-480V-11A-LOW Z 3%-OPEN | DYKMAN ELEC
KECKLEY 1" | 1" CLASS 1500 (3705PSI) NPT WCB BODY FP, 316SS TRIM, DELRIN SEATS, GRAPHITE SEALS, SEAL WELDED BALL VALVE, LOCKING HANDLE, ASME B16.34, API 608, API 607 FIRE-SAFE, NACE, BVS3THFCSAGSL-100 | MIDSTREAM VA
KECKLEY 1" BALL VALVE | 1" CLASS 1500 (3705PSI) NPT WCB BODY FP, 316SS TRIM, DELRIN SEATS, GRAPHITE SEALS, SEAL WELDED BALL VALVE, LOCKING HANDLE, ASME B16.34, API 608, API 607 FIRE-SAFE, NACE, BVS3THFCSAGSL-100 | MIDSTREAM VA
KECKLEY 1" CLASS 150 BALL VALVE | KECKLEY 1" CLASS 150 (275PSI) RF CF8M BODY RP, 316SS TRIM, R-PTFE SEATS GRAPHITE SEALS, UNIBODY FLANGED BALL VALVE, LKG HANDLE ASME B16.34, API 608, API 607 FIRE-SAFE, NACE PN: BVF1RF2RSSRGSL-100 | MIDSTREAM VA
KECKLEY 3/4" | 3/4" CLASS 1500 (3705PSI) NPT WCB BODY FP, 316SS TRIM, DELRIN SEATS, GRAPHITE SEALS, SEAL WELDED BALL VALVE, LOCKING HANDLE, ASME B16.34, API 608, API 607 FIRE-SAFE, NACE, BVS3THFCSAGSL-075 | MIDSTREAM VA
KECKLEY 3/4" BALL VALVE | 3/4" CLASS 1500 (3705PSI) NPT WCB BODY FP, 316SS TRIM, DELRIN SEATS, GRAPHITE SEALS, SEAL WELDED BALL VALVE, LOCKING HANDLE, ASME B16.34, API 608, API 607 FIRE-SAFE, NACE, BVS3THFCSAGSL-075 | MIDSTREAM VA
KELLEMS SHC-1023-CR 1/2" NON-M | Job # 21109-10 KELLEMS SHC-1023-CR 1/2" NON-METALLIC CORD CONN | EMSCO
KERR T50M PUMP | Kerr T50M Horizontal Triplex Plunger Pump w/ Aluminum Bronze Fluid End, 3.25” Colmonoy plungers. Driven by a Torque Master 150HP, 1200 RPM, 3PH, TEFC, 316 SS AR/WG VALVES, 858 UTEX PACKING, 3" 600# RFWN DISCH, 4" 150# RFWN SUCTION, FORGED 4140HT CRANK RH DRIVE CENTER MAIN ROLLER BEARINGS, 273RPM - 140GPM - 1440 PSI MAX, OSHA approved belt guard, Murphy High/Low Oil Level. Lubricator Force Feed 3 Feed 4 RH 36:1, One (1) 6” 150# Status Flow Suction Dampener, One (1) 3” 600# Status Flow Discharge Dampener. | KERR MACHINE
KF-20" 300# MIXER | 20-STD-X52-M3.2V-20.SF(2.0).VB.SP16319 - 20" Koflo Static Mixer - 20" Schedule STD (0.375" Wall) API 5L X52 Grade Carbon Steel Housing - Three (3) Fixed Low Pressure Loss Design Carbon Steel Mixing Elements and a Flow Straightening Vane - 20" API 5L X52 Grade Carbon Steel ASME B16.5 Class 300 Raised Face Weld Neck Flanged Ends - 2" API 5L X52 Grade Carbon Steel ASME B16.5 Class 300 Raised Face Weld Neck Flanged Sample Port - High Velocity Build - Koflo® Blue Two-Stage Industrial Paint System with Corlar® 2.1 PR-P™ Epoxy Primer and Imron® 3.5 HG™ + Polyurethane Topcoat SP Details: - Fabrication, Inspection, and Testing to ASME B31.3 - 100% Radiography of Flange Welds - 100% Liquid Penetrant Inspection of Olet Weld Length: 142" Net Weight: ~1701.2 lb Pressure Loss: 15.08 psi @ 25,200 BPH | KOFLO CORPOR
KG1400-032P | Vessel Filters Ref # Tag F1&F2 | HI PLAINS
KG2150-021P | Air/Oil Seperator Vessel Filter KG2150-021P | HI PLAINS
KG480-036P | Filter element | HI PLAINS
KG485-022P | GAS SCRUBBER ELEMENT, 20" FLANGE, 12 GA FLANGE, 11" DEPTH, 13.69" FILTER DIA, MAX 1 MMSCFD | HI PLAINS
KG930-019P | KG930-019P | HI PLAINS
KIM KOOL ACJW/70X70 | Gas Cooler, All Carbon Steel Construction Urban 23360-01 &02 | KIM KOOL
KIMRAY AAR 230 SGT BP | KIMRAY AAR 230 SGT BP GAS BACK PRESSURE VALVE 300# W.P. DUCTILE | CONTROL EQUI
KIMRAY AAS 218 | KIMRAY AAS 218 FGT BP GAS BACK PRESSURE VALVE 250# WP DUCTILE | CONTROL EQUI
KIMRAY EOQS6V | 2" 150#RF Fisher Control Valve, LCC Steel Globe Body, S17400 Seat Ring, S41000 SST Plug, ANSI Class IV Shutoff, 1 1/4" Port Equal%, S20910 Stem, PTFE/Carbon Packing, FKM Bonnet/O-ring, 24VDC Electric Easy-Drive Actuator, Aluminum Hsg., 3/4" Travel, Fail Closed(PDTC), Exp-Proof CSA/CSAus/IEC/Atex, Cv Min/Max 21.5/23.918, Rated Cv 33.2 | KIMRAY INC.
KIMRAY EQAS6V | 4 FMT 150RF PB 4 IV S6 VITON Urban 23360-01 &02 | KIMRAY INC.
KIMRAY YAK2 | 4-20MA 6-30PSI, 950-AEAE | KIMRAY INC.
KIT | Viking GB41440 Pump Rebuild Kit | VIKING PUMP
KIT - SEAL | WVS81050-426 KIT - Seal, 8.0" Valve, AP Option, w/o Indicator, Teflon/Viton-F {SPARE} | BRODIE
KIT 60053 | P/N: 60053 which is a rebuild kit for 550-3” piston operated/integral seat/TFE plug trim back-pressure valves, which includes locknuts (10173 x 2), fluorocarbon o-rings (10282, 11547, 11548, & 13481), fluorocarbon polypak packing (11246), TFE trim plug insert (21828), packing gland assembly (21123), and valve stem (20347). | HATFIELD AND
KIT ANALOG CABLE | ???
KIT BUNDLE | Kit Bndl Adp FAK-7 Termination Seal Kit for TubeTrace and ThermoTube Maximum Exposure Temperature 400F (204C). Materials for up to six (6) terminations. P/N CUSTNGCACC | SOUTHERN PET
KIT DISPLAY MODULE | Kit display module 50096754 | ENDRESS + HA
KIT DISPLAY MODULE 50096754 | (blank) | ENDRESS + HA
KIT FLANGE INSULATION | Kit Flange Insulation 4 600# RF Double Washer | CITY PIPE
KIT- FLANGE INSULATION | KIT- FLANGE INSULATION 3 600# PIKOTEK | CITY PIPE
KIT FLANGE INSULATION 4" 600# | Kit Flange Insulation 4" 600# | FMC TECHNOLO
KIT GEAR CLUSTER | 552117001 KIT-GEAR CLUSTER F4/HI-PRESS GAL 100%
KIT METER CABLE | ??? | THE SHERWIN
KIT OF HI-SOLIDS WHITE | 5 Gal kit of Hi-Solids White | FLOW MANAGEM
KIT PDAQ US W/CABLES | A03-000064-000 KIT PDAQ US W/CABLES PDAQ - PROVER DATA AQUISITION SYSTEM V - US STANDARD WALL PLUG WITH DIN MOUNT 05 - 1EA 5' CONTROL CABLE 05 - 1EA 5' ANALOG CABLE 005 - 2EA 005' METER CABLE D - FOR USE ON BI-DIRECTIONAL BALL PROVER 2 - FOR EXISTING INSTALL NS - NO PROVING SOFTWARE INCLUDED N - NO LAPTOP PROVIDED 7 - STANDARD PDAQ BOX INCLUDES DIN RAIL TERMINAL STRIPS NO ENCLOSURE INCLUDED A - STANDARD TEMPERATURE RANGE 2 - SINGLE DIN MOUNT SIGNAL CONDITIONERS PDAQU0505005D2NSN0A
KIT POWER 20VDC | ??? | FLOW MANAGEM
KIT RELAY 24VDC GEN 3 | (blank) | FLOW MANAGEM
KIT SEAL | KIT SEAL COMPLETE 025/035 CR FIELD USE, INCLUDES PISTON AND POPPET SEALS AND RIDER, UP AND DOWN SEAL RETAINER SEALS AND ASSOCIATED HARDWARE, PART #C03-000030-000 | FLOW MANAGEM
KIT SEAL SHAFT | KIT SEAL SHAFT (007-035) CR SN:1117
KIT SIG | ??? | FLOW MANAGEM
KIT SPARE OPTICAL SWITCH | KIT INCLUDES: • 1 X REPLACEMENT OPTICAL SWITCH • INSTALATION INSTRUCTIONS • PACKAGING | FLOW MANAGEM
KIT SPARE PIM | KIT INCLUDES: • 1 X CPU BOARD • 1 X I/O BOARD • 3 X 12 PIN CONNECTORS • 1 X 8 PIN CONNECTOR | FLOW MANAGEM
KIT SPARE SWITCH MOTOR STOP | KIT INCLUDES: • 1 X REPLACEMENT MOTOR STOP SWITCH • INSTALATION INSTRUCTIONS • PACKAGING | FLOW MANAGEM
KIT SWITCHBAR | KIT SWITCHBAR HARNESS G3 | CITY PIPE
KIT, 3" 600# WASHER | KIT- FLANGE INSULATION 3 600# RF DOUBLE WASHER | CITY PIPE
KIT,SPARES | 03151-9193-0001 KIT,SPARES, LCD ASSY W/ALUM COVER Expected Ship Date: 12-Jul-2022 Shipping Terms: Inco2020: EXW : Shakopee,,MN,USA Freight Terms: Collect Acct#: 374485415 UOM: Each HTS/HS: 9033000000 US ECCN / ECN: EAR99 Ship Method: FEDEX GROUND-PARCEL-STD SERVICE | ROSEMOUNT, I
KITS OF EPO PHEN | kits of Epo Phen | THE SHERWIN
KITS OF HI-SOLIDS SHALE GREEN | 5 gal kits of Hi-Solids Shale Green | THE SHERWIN
KITS OF MACROPOXY | kits of Macropoxy 6202-11813 Whitewater Job# 22235 & 22236 | THE SHERWIN
KITS OF MACROPOXY 646 | 5 gallon kits of Macropoxy 646 Marathon Job# 21240 | THE SHERWIN
KITS OF RECOATABLE | kits of Recoatable Primr 630-4257 Whitewater Job# 22235 & 22236 | THE SHERWIN
KITS OF SAFETY YELLOW | 1.5 gallon kits of Safety Yellow | THE SHERWIN
KITS OF ZINC CLAD | kits of zinc clad 2.5 gal | THE SHERWIN
KITS OF ZINC CLAD III | kits of Zinc Clad III | THE SHERWIN
KLEENGUARD XP XLRG | KLEENGUARD XP XLRG | THE SHERWIN
KLEENGUARD XP XXL | (blank) | THE SHERWIN
KLEIN D527-5 DIAG/FLUSH | KLEIN D527-5 DIAG/FLUSH CUTTING PLIERS LIGHTWT 5" | ELLIOTT ELEC
KLINGER_34000048 | GASKET-CASE MT/LT 13" NASB | ODESSA PUMPS
KLKR002 T | KLKR-2 FUSE - CC 600V FA UL Full Item: KLKR 2 MFG: LFUSE | AWC, INC
KLM-A TERMINAL STRIP MARKERS | (blank) | AWC, INC
KMR26CB50N-KMVRC50N50M-21.00 | KMR26CB50N-KMVRC50N50M-21.000 Level Gauge | ENERGY SALES
KMR36CB50N-KMVR50N50M-37.000 | KMR36CB50N-KMVR50N50M-37.000 Level Gauge | ENERGY SALES
KMS GOULD'S PUMP | 3X4-13 MTI 25/18 UNIT CONSISTING OF: GOULD'S 3196 MTI 3X4-13 DUCTILE IRON, 11.375" IMPELLER, DRIVEN BY 25HP-1800RPM-3PH TEFC PREMIUM EFF MOTOR, MOUNTED ON STEEL CHANNEL BASE, 5PC SPACER COUPLING, APPROVED GUARD. CONDITIONS GIVEN: CRUDE OIL API 42 13KBPD / 379GPM 50 PSI / 142TDH S.G. .816 Endeavor 20689 & 20690 | KNIGHTEN MAC
KMS WEATHERFORD DAMPENERS | SPOOL ASSY W/ SUCT/DISCH. DAMPENERS PLASTIC COATED SPOOL ASSY. ENDEAVOR 21699-01 & 21700-01 | KNIGHTEN MAC
KMS WEATHERFORD PUMP | WEATHERFORD W435L CS QUINTUPLEX PUMP DRIVEN BY 350HP PREMIUM EFFY. MOTOR MOUNTED ON OILFIELD BASE W/ 3.75" TUNGSTEN PLUNGERS, 858 PACKING, AR STYLE VALVES, OSHA APPROVED SHEAVES AND BELT GUARD, ALONG WITH MURPHY HI/LOW OIL LEVEL CONTROL AND VIBRATION SWITCH. CRUDE OIL API 42 15000 BPD / 438GPM 1200PSI ********** PUMP RPM:350RPM 439GPM MAOP 1340PSI ENDEAVOR 21699-01 & 21700-01 | KNIGHTEN MAC
KMT37CR50N-KMVR50N50M-41.000 | KMT37CR50N-KMVR50N50M-41.000 Level Gauge | ENERGY SALES
KNIGHTEN PUMP | Conditions: 10,000BPD @ 60PSI -- 50API Crude Oil Pump: Sulzer ANSI CPE24-2 3x2-13, Ductile Iron Impeller: 12.50" Seal: 1.875" Single Cartridge, C/SC/Viton/316SS Motor: 25HP 1800RPM TEFC 3-Phase Coupling: Woods with Spacer Guard: Aluminum Non-Sparking Skid Mounted on Channel Steel | KNIGHTEN MAC
KNOCKOUT SET | Knockout Set | ELLIOTT ELEC
KNRA112 | 1-1/2" RT ANG CLMP | ELLIOTT ELEC
KOFLO 16-STD-1-3V-19 | 16" Koflo Static Mixer - 16" Schedule STD (0.375" Wall) ASTM A106 Gr. B Carbon Steel Housing - Three (3) Fixed Carbon Steel Mixing Elements and a Flow Straightening Vane - 16" ASTM A105 Carbon Steel ASME B16.5 Class 150 Raised Face Weld Neck Flanged Ends - Koflo® Blue Two-Stage Industrial Paint System with Corlar® 2.1 PR-P™ Epoxy Primer and Imron® 3.5 HG™ + Polyurethane Topcoat Length: 83" Net Weight: ~711.9 lb Pressure Loss: 3.38 psi @ 4,500 BPH. Plains 23599-01 | KOFLO CORPOR
KOFLO 20-300 MIXER | 20-STD-X52-M3.2VX-20.SF(2.0).VB.SP14052 - 20" Schedule Standard (0.375" Wall) X52 Carbon Steel Static Mixer - 3 Fixed Low Pressure Loss Design Carbon Steel Mixing Elements and a Cross-Type Flow Straightening Vane - Class 300 X52 Carbon Steel Raised Face Weld Neck Flanged Ends - High Velocity Build SP Details: - Class 300 Sample Port located just downstream of flow straightening vane Length: 125" Pressure Loss: 10.28 psi @ 25,200 BPH
KOFLO 6-STD-1-3V-19 | 6-STD-1-3V-19 - 6" Schedule Standard (0.28" Wall) Carbon Steel Static Mixer - 3 Fixed Carbon Steel Mixing Elements and a Flow Straightening Vane - Class 150 Raised Face Weld Neck Flanged Ends Length: 37" Pressure Loss: 4.48 psi @ 900 BPH
KOFLO STATIC MIXER | 4-40-1-3.2V-19 - 4" Schedule 40 (0.237" Wall) Carbon Steel Static Mixer - 3 Fixed Low Pressure Loss Design Carbon Steel Mixing Elements and a Flow Straightening Vane - Class 150 Raised Face Weld Neck Flanged Ends Length: 34" Attached Drawing: KD-1034 Pressure Loss: 4.57 psi @ 14,700 BPD | KOFLO CORPOR
KOMAX 8" 300# MIXER | 8" DIA., SCHEDULE STD A106 B CARBON STEEL CT STATIC MIXER WITH 8"-300# RFWN FLANGES QTY (2) A36 CS CT MIXING ELEMENTS; NO SAMPLE / ADDITIVE PORT UNIT TO BE BE COATED WITH RED OXIDE PRIMER; HYDROTEST, MTRS AND DOMESTIC CRATING INCLUDED. | KOMAX SYSTEM
KOMAX STATIC MIXER | 8" DIA., SCHEDULE 80 A106 B CARBON STEEL CUSTODY TRANSFER STATIC MIXER WITH 8"-600# RFWN A105 N CS FLANGES QTY (2) A36 CARBON STEEL CT MIXING ELEMENTS; NO SAMPLE PORT UNIT TO BE COATED WITH RED OXIDE PRIMER; HYDROTEST, MTR'S AND DOMESTIC CRATING INCLUDED | KOMAX SYSTEM
KR1120-037P | COALESCING ELEMENT, 20" FLANGE, 12 GA FLANGE, 16" DEPTH, 13.69" FILTER DIA, MAX 1 MMSCFD | HI PLAINS
KR1250-036P | Scrubber Vessel Filter Element KR1250-036P | HI PLAINS
KR345-021P | Gas/Oil Separator, 4.25SQFT Fiberglass Coalescing Media, 18.5" Ring OD, 10.62" Filter OD, 7.44" Filter ID, 6" Depth, Fits 16" 150# Flange | HI PLAINS
KSF-HT-T-.375-V-S-P | KSF-HT-T-.375-V-S-P XTO Job# 21416, 21417, 21466, 21467 and Battalion Job# 21418 | ANVIL INTER
KSF-HT-T-.5-V-S-P | CAST BODY SIGHT FLOW INDICATOR, HIGH TEMPERATURE (400 PSIG @ 150F), THREADED 1/2" NPT, FLUOROCARBON SEAL, 316SS BODY, PLAIN INDICATOR STYLE | ENERGY SALES
KSF-ST-F-1.500-N-C-R | Sight Flow Indicator KSF-ST-F-1.500-N-C-R | ENERGY SALES
KSF-ST-T-1"-N-C-R | CAST BODY SIGHT FLOW INDICATOR, STD TEMPERATURE (200 PSIG @ 150F), THREADED 1" NPT, NEOPRENE SEAL, CARBON STEEL BODY, ROTOR INDICATOR STYLE | ENERGY SALES
KSF-ST-T-1.000-N-C-R | Cast Body Sight Flow Indicator, STD Temperature Threaded 1" NPT Neoprene Seal Rotor Indicator | ENERGY SALES
KSF-ST-T-1.000-V-C-R | SIGHT FLOW INDICATOR, CAST CARBON STEEL BODY, STANDARD TEMP RATING, 1" NPT CONNECTIONS, FLUOROCARBON SEAL, ROTOR INDICATOR | ENERGY SALES
KSW20-CS | KSW20-CS XTO Job# 21416, 21417, 21466, 21467 and Battalion Job# 21418 | ANVIL INTER
KTKR10 | 10A 600V FA CLASS CC FUSE | ELLIOTT ELEC
KTKR15 | 15A 600V FA CLASS CC FUSE | ELLIOTT ELEC
KTKR30 | 30A 600V FA CLASS CC FUSE | ELLIOTT ELEC
KUBOTA ENGINE | CKD1803TCAC-IOPU Tier 4 Final Diesel Kubota Engine 49.6HP 37KW @ 2700 RPM | CK POWER
KV1000-032P | KV1000-032P Air/Oil Sep | HI PLAINS
KWIK SOLV DEGREASER 5 GAL | (blank) | SAUNDERS COM
L-0716-1839-009-R | GPV-0716-113(CW) External Spur Gear Pump | VIKING PUMP
L075 SPIDER | L075 SPIDER | SUMMIT
L09012 HUB | L09012 hub | KNIGHTEN MAC
L090N SPIDER | L090N spider | ZONE INDUST
L100 1/2 LOCKNUT | Job # 21109-10 APP L100 1/2 CONDUIT LOCKNUT | ZONE INDUST
L107 | Level, Torpedo .(L107) Greenlee 4-vial level | DEALERS
L120‐10/40‐MDPI | L120‐10, 173624.004, S/N L1216983, 12 DRIVE SLEEVE TURNS, BIC, LCPI, 34:1, CCW, 3 PHASE, | ELLIOTT ELEC
L125BB | T&B 1/0 copper ground lug | MIDSTREAM VA
L126CK1 MURPHY LEVEL SWITCH | (blank) | ELLIOTT ELEC
L129CK1 SWICHGAGE LEVEL OIL | L129CK1 SWICHGAGE LEVEL OIL | KNIGHTEN MAC
L2A-800-2 ALUM SOLDERLESS LUG | Job # 21109-10 Charge back to moms meals | RES ENERGY S
L312 | Certify: Dgtl gauge 10K-25K psi | REXEL
L313 | Labor: Repair - DTG | JM TEST SYST
L70 | #4 Cu 1 Conduct. Lug | JM TEST SYST
LA-2CVR15-SSPX-R | 2" DUAL DISC STYLE CHECK VALVE, 150# RF, SS BODY/DISC, INCONEL SPRING, METAL SEAT | ELLIOTT ELEC
LA-3CVR15-SSPX-R | 3" DUAL DISC STYLE CHECK VALVE, 150# RF, SS BODY/DISC, INCONEL SPRING, METAL SEAT | TOTAL VAVE
LA-65010444U5L0 | 1" 150# RF FLOATING BALL VALVE, SS BODY, CF8M TRIM, ULTRA SEAT, HNBR SEALS, LEVER OPERATED, NACE | TOTAL VAVE
LA-65010444U5LO | 1" 150# RF FLOATING BALL VALVE, SS BODY, CF8M TRIM, ULTRA SEAT, HNBR SEALS, LEVER OPERATED, NACE | TOTAL VAVE
LA-65020444U5L0 | 2" 150# RF FLOATING BALL VALVE, SS BODY, CF8M TRIM, ULTRA SEAT, VITON SEALS, LEVER OPERATED, NACE | TOTAL VAVE
LA-800 ALUM SOLDERLESS LUG | Job # 21109-10 Charge back to moms meals | TOTAL VAVE
LABEL ROLLS | Cart M21 B342 .335" x 4' | REXEL
LABELS | Job # 21109-10 Charge back to moms meals | TOTAL VALVE
LABOR | LABOR TO CERTIFY @ 5 POINTS | TOTAL VAVE
LABOR - FIELD JOB | (blank) | TOTAL VAVE
LABOR - PIPE WELD | (blank) | TOTAL VAVE
LABOR - REFURB UNIT | (blank) | TOTAL VAVE
LABOR - SHOP | Evaluate Pressure Switch, Pressure Switch Functioned Correctly | ELLIOTT ELEC
LABOR - WELD PIPE | (blank) | REXEL
LABOR - WELD SEAL POT | (blank) | WL WALKER CO
LABOR - WELD SEAL POTS | (blank) | ULTIMATE WEL
LABOR - WELD SKID | (blank) | ULTIMATE WEL
LABOR & MILEAGE | Round Trip, Volume Calibration, Generator charge, Labor and Tech Expense | ULTIMATE WEL
LABOR AND MATERIAL | Labor and Material per Job# 1024282066 | SLATER CONTR
LABOR AND MILEAGE | DESCRIPTION: DTL, INSPECTED UNIT AND FOUND TO BE OUT OF ALINGMENT WITH MOTOR BEING BOLT BOUND. FIRST THING I CHECKED WAS FOR PIPE STRAIN AND FOUND THAT ONCE I BROKE LOOSE THE DISCHARGE FLANGE BOLTS, THE PIPE “POPPED” AND BECAME ABOUT AN EIGHTH INCH OUT OF ALIGNMENT WITH THE PIPING. I HAD TO BREAK LOOSE BOTH THE SUCTION AND DISCHARGE BOLTS AND COMPLETELY TAKE OUT THE GASKETS AND BOLT SO THAT MOVEMENT WOULD BE ALLOWED. WITH BOLTS OUT OF THE FLANGES THE PIPING SITS ABOUT A QUARTER INCH OFF FROM ALIGNEMNT WITH THE PIPING. ONCE EVERYTHING WAS LOOSE I THEN CENTERED BOTH THE PUMP AND MOTOR AND STARTED FRESH WITH THE ALIGNMENT. I WAS ABLE TO CORRECT THE ALIGNMENT AND HAVE UNIT BACK INTO OPERATIONAL CONDITION. CUSTOMER WAS ON SITE AND CONFIRMED ALL CORRECTIONS MADE. INFORMED ME TO LEAVE PIPING LOOSE/UNDONE SO THAT THEY COULD CORRECT THE PIPING TOMORROW(03.23.2023). LASER ALIGNMENT WAS COMPLETED USING THE CUSTOMERS LASER ALIGNMENT TOOL | ULTIMATE WEL
LABOR AND PARTS | Service Labor Kit, Mileage and supplies to Modify Pump from LH suction inlet to RH | ULTIMATE WEL
LABOR CHARGE/EXPEDITE FEE | PRICE WILL NEED TO BE REVISED BASED ON HOURLY RATE | ULTIMATE WEL
LABOR COST | (blank) | ULTIMATE WEL
LABOR FEE | LABOR FEE FOR MANNY VASQUEZ FROM 8:30 AM TO 3:30 PM, 2 HOURS COVERED AT NO COST, 5 HOURS BEING BILLED AT $150.00 PER HOUR | METER ENGINE
LABOR- FIELD MECHANIC STANDARD | (blank) | GTG AUTO INC
LABOR FLANGE REPLACEMENT | Labor to replace Flange Medallion Job# 20646 | ZONE INDUST
LABOR FOR PD METER REPAIR | LABOR FOR PD METER REPAIR | DXP ENTERPRI
LABOR FOR REPAIR | Labor for Repair | SUMMIT
LABOR HR | (blank) | ULTIMATE WEL
LABOR HRS | Labor Hrs. | HATFIELD AND
LABOR TO ADD SEAL | Labor to change seal | ULTIMATE WEL
LABOR TO CERTIFY HYDROMETER | Labor to Certify Hydrometer | INSTRUMENT M
LABOR TO HONE PIPE | Labor to Hone Pipe CAN NOT GUARANTEE 100% 63 RMS DUE TO THIN WALL SCH80 LEAD TIME FOR LABOR WILL BE 3 DAYS TO HONE AND SHIP FROM HOUSTON TEXAS 1 DAY TRANSIT ---- MFG: VALLOUREC | FRANKLIN VAL
LABOR: REPAIR DEAD WEIGHT | (blank) | CAMERON MEAS
LABOR-REPAIR/CALIBRATE | 6 ROSEMOUNT TRANSMITTERS SHOP LABOR-REPAIR/CALIBRATE SN: 20SHPG0196476 & 0097897 MODEL:3051TG 300# SN: 0017512, 0068449, 0017513 & 0032582 MODEL:3144P 150# | CAMERON MEAS
LA-BVF2RF2FSSRGSL-100 | 1" CL150 RF FP Floating Ball Valve, CF8M 264.00 1,056.00 Body, 316SS Trim, R-PTFE Seats, Graphite Seals, Unibody, Lever Op. NACE, Firesafe Keckley BVF2RF2FSSRGSL-100 | KNIGHTEN MAC
LACT AUTOMATION PANEL | (blank) | WL WALKER CO
LACT AUTOMATION PANEL AND LABOR | LACT Automation Panel 8 hrs Level 3 Tech 2 hrs Level 3 Tech OT 16 hrs Level 4 Tech Ref Quote No. 47 | WOLSELEY IND
LACT BASE | LACT Base | BASIN ENGINE
LACT PIPE | (blank) | MCKINNEY
LACT PIPE SPOOLS | PIPE SPOOLS FOR 4" NUSTAR | JM TEST SYST
LACT PUMP | Curflo 3" x 4" x 13" MTX duplex carbon steel ANSI pump assembly, impeller trimmed to 11.50" with cartridge seal. Driven by WEG 25HP, 1800RPM, 3PH TEFC electric motor. Sized for 650BPH @ 50PSI .81-.83 SG crude oil. Endeavor 21398-01 | THUNDERHORSE
LACT PUMP 350BPH | Curflo ANSI 2" x 3" x 10" Duplex CS Pump, Impeller trimmed to 8.5" with ANSI + Cartridge Seal Driven by 30HP, 3600RPM, 3PH TEFC Electric Motor. Skid Mounted with OSHA Approved Couplings and Guard. BML Crude Oil 21832-01 | THUNDERHORSE
LACT SKID | (blank) | ULTIMATE WEL
LACT SKID CONTROL PANEL | ??? | ULTIMATE WEL
LACT SKID FAB | SKID BASE FOR 4" NUSTAR | ULTIMATE WEL
LACT SKID VFD PANEL | ??? | STEALTH PUMP
LACT SPOOL | LACT Spools | STEALTH PUMP
LACT SPOOLS | LACT Spools | ULTIMATE WEL
LACT SUPPORT | Material and Labor
LACT T-SUPPORTS | (blank) | ULTIMATE WEL
LADCWX2000UL3Z-UP | VALVCON LADCWX SERIES 2000 IN.LB ELECTRIC FAIL SAFE ACTUATOR W/ 4-20 MA OR 0-10VDC POSITION FEEDBACK, SLA BATTERY BACK UP, 2 AUXILIARY LIMIT SWITCHES, NEMA 4/4X/7 & 9, UNIVERSAL POWER, HOLDING BRAKE, HEATER /THERMOSTAT, HANDWHEEL OVERRIDE, VISUAL INDICATOR
LADCWX2000UL3ZUP/3B&C | LADCWX2000UL3ZUP/3B&C VALVCON LADCWX SERIES 2000 IN.LB ELECTRIC FAIL SAFE ACTUATOR W/ 4-20 MA OR 0-10VDC POSITION FEEDBACK, SLA BATTERY BACK UP, 2 AUXILIARY LIMIT SWITCHES, NEMA 4/4X/7 & 9, UNIVERSAL POWER, HOLDING BRAKE, HEATER /THERMOSTAT, HANDWHEEL OVERRIDE, VISUAL INDICATOR, MOUNTING BRACKET & COUPLER TO FIT CUSTOMER OWNED 3” CL150 FLOW-TEK FLOATER | ULTIMATE WEL
LADCWX3000/2B&C | LADCWX3000/2B&C VALVCON LADCWX SERIES 3000 IN.LB ELECTRIC FAIL SAFE ACTUATOR W/ 4-20 MA OR 0-10VDC POSITION FEEDBACK, LITHIUM ION BATTERY BACK UP, 2 AUXILIARY LIMIT SWITCHES, NEMA 4/4X/7 & 9, UNIVERSAL POWER, HOLDING BRAKE, HEATER /THERMOSTAT, HANDWHEEL OVERRIDE, VISUAL INDICATOR, MOUNTING BRACKET & COUPLER TO FIT CUSTOMER OWNED | ULTIMATE WEL
LADCWX3000UL3Z-UP | LADCWX3000UL3Z-UP VALVCON LADCWX SERIES 3000 IN.LB ELECTRIC FAIL SAFE ACTUATOR W/ 4-20 MA OR 0-10VDC POSITION FEEDBACK, SLA BATTERY BACK UP, 2 AUXILIARY LIMIT SWITCHES, NEMA 4/4X/7 & 9, UNIVERSAL POWER, HOLDING BRAKE, HEATER /THERMOSTAT, HANDWHEEL OVERRIDE, VISUAL INDICATOR | ULTIMATE WEL
LAG382 | 3/8'' X 2'' HH LAG SCREW | ULTIMATE WEL
LAMONS GASKET | GASKET- 3 150 CG LAMONS 316 WINDINGS CS OUTER RING | VANZANDT CON
LAMOT BURST DISC INDICATOR | ??? | VANZANDT CON
LAMOT DISC HOLDER | ??? | VANZANDT CON
LAMOT RUPTURE DISC | ??? | VANZANDT CON
LAMOT RUTURE DISC | ??? | ELLIOTT ELEC
LANYARD, PROTECTA PRO PACK SIN | Lanyard, Protecta Pro Pack Sin | CITY PIPE
LAP SCREW | ???
LARGE FULL FACE RESPIRATOR | -4718185
LARGE WATERDRAW TRAILER RENTAL | (blank)
LASER ALIGN - VRU | (blank)
LASER ALIGN QTY 1 VRU | LASER ALIGN QTY 1 VRU Drove to location Completed JSA Waited on Scs tech to finish wiring up electronics next to unit Laser Aligned VRU Once done notified Glen and send him Shaft Alignmet report cleaned up completed paperwork drove back to shop | THE PAINT
LASER ALIGNMENT | Services provided per sales order #7308
LASER ALIGNMENT - FIELD | SCS CUSTOMER: BATTALION EVEREST PLANT, NORTH OF PYOTE 31.6397 -103.1508 LASER ALIGN - QTY 1 - COMPRESSOR - LEROI HG20 COMPRESSOR HOOKED UP TO A 250HP MOTOR - COUPLED W/RAPTOR HUB DTL. FILLED OUT LOTO AND JSA FORMS. LOTO. FOUND LASER DID NOT HAVE ENOUGH CHAIN TO FIT COUPLING. WAITED FOR NEW ALIGNMENT TOOL TO COME IN. ONCE ON LOCATION. FIXED ALIGNMENT AND MADE SURE TO ATTACH COPY OF REPORT OF ALIGNMENT TO THIS SERVICE REPORT. LEFT COUPLING ON AND PUMP OFF | THE SHERWIN
LASER RE ALIGNMENT | Laser Re Alignment | BUREAU VERIT
LASERMAX ROWMARK | LASERMAX ROWMARK BLACK/WHITE 2PLY 1/32 | ODESSA PUMPS
LA-SS2100-SDV | 1" 2000# NPT FP DELVAL SERIES 2000 DIRECT MOUNT BALL VALVE, SS BODY AND TRIM, RTFE SEATS, SIZE 065 FAIL CLOSE ACTUATOR, #SS2100-SDV C/W: VERSA CSG-3321-316-XX-D024 SOLENOID MONITEUR AMYB-1T20 LIMIT SWITCH FISHER 67CFR FILTER REGULATOR ADAPTATION HARDWARE, MOUNTED AND SET TO FAIL CLOSE | ODESSA PUMPS
LA-T2025444R9L0 | 1/4" 2000PSI NPT BALL VALVE, 316SS BODY/BALL/STEM, RTFE SEAT, LEVER OPERATED, NACE | PERMIAN VALV
LA-T2050444R9L0 | 1/2" 2000PSI NPT BALL VALVE, 316SS BODY/BALL/STEM, RTFE SEAT, LEVER OPERATED, NACE | ODESSA PUMPS
LA-T2100444R9L0 | 1" 2000PSI NPT BALL VALVE, 316SS BODY/BALL/STEM, RTFE SEAT, LEVER OPERATED, NACE | STEALTH PUMP
LATROLET | 3/4" ON 4" 3000# BW X THRD LATROLET A105 | JOHNSON PLAS
LAUNCHER AND BALL STOP DETAILS | Launcher and ball stop details | INDUSTRIAL
LB15 | LB15 | ULTIMATE WEL
LB25WC&G | 3/4" LB w/ cover and gasket | ELLIOTT ELEC
LB27 | CRS-H LB27 | ELLIOTT ELEC
LB27 3/4 CONDULET | Job # 21109-10 Charge back to moms meals | SUMMIT
LB37 | 1" LB FM7 COND BODY | DEALERS
LB47 | 1-1/4" LB FM7 COND BODY | ELLIOTT ELEC
LB57 | 1-1/2" LB FM7 COND BODY | ELLIOTT ELEC
LB67 | CRSH LB67 2IN LB CONDUIT BODY LB; GALV ALUM ACRYLIC PAINTED FERALOY[R] IRON ALLOY BODY, SS CVR SCR; THRD INSTAL; FORM 7; BACK ACCE | ELLIOTT ELEC
LB777 | 2-1/2" LB FM7 COND BODY | SUMMIT
LB87 | 3" LB FM7 COND BODY | ELLIOTT ELEC
LB87 3IN T COND BODY | Job # 21109-10 Charge back to moms meals | ELLIOTT ELEC
LBD8800 | CRS-H LBD8800 3-IN LBD CONDUIT BODY LB; GALV ALUM ACRYLIC PAINTED FERALOY[R] IRON ALLOY BODY, NEO GASKET; THRD INSTAL; BACK ACCESS O | DEALERS
LBY25 | 3/4" 90D CONDUIT ELBOW | SUMMIT
LBY35 | 1" 90D CONDUIT ELBOW | ELLIOTT ELEC
LBY65 | T&B LBY65-TB CAPPED CONDUIT ELBOW Whitewater Job# 21399 | ELLIOTT ELEC
LBY65TB | 2" HZD CAPPED ELB LBY65TB | SUMMIT
LC1D12G7 | SQD LC1D12G7 CONTACTOR 600VAC 12AMP IEC +OPTIONS | ELLIOTT ELEC
LC1D32BD 24VDC CONTACTOR | LC1D32BD 24VDC Contactor 30A Contactor 24VDC | SUMMIT
LCD ASSY W/ALUM COVER | 03151-9193-0001:KIT,SPARES, LCD ASSY W/ALUM COVER | SUMMIT
LCD KEYPAD S100 | LCD KEYPAD S100 IS7 Includes small order fee | ROSEMOUNT, I
LCI 4-WAY VALVE | Item #C-00280L-300#-W/A, New LCI 4-Way Valve, 4" 300# To include Hydraulic Rack & Pinion Actuator w/ 12V Hydraulic Pump Note: SCS Technologies Preferred Face to Face Dimensions are 20 inches, please advise if this changes | THE REYNOLDS
LDH1 | 1 LB DUCT SEAL | LAKE CHARLES
LE2SSKOIR | Liquid eliminator knockout sample probe- 316/316L Stainless Steel- Viton Seals, Welker Standard Seat- 25 Micron Copolymer Filter Element- ¾" MNPT Pipeline Connection- ⅜" OD x .065 wt, 316/316L Stainless Steel P1 Tube = 8"- ⅛" OD x .035 wt, 316/316L Stainless Steel P2 Tube = 2"- ¼" FNPT Outlet Connection- 0-50 psig Outlet Range- Integrated Pitot Type Sample Probe and IR-4SS- Integrated Isolation and Drain Valve- Automatically Sheds Liquids back to the Pipeline- Relief Valve Vented to Atmosphere- Pressure Gauge, 0-60 psig- MAOP 2160 psig @ -20 °F to 120 °F | ELLIOTT ELEC
LEAD WATERDRAW TECH PER HOUR | (blank) | ENVENT TECH
LEATHER BLAST GLOVES | (blank) | BUREAU VERIT
LEATHER BLASTING/WEL | Leather Blasting/Wel | THE SHERWIN
LED FLAT PANEL | Led Flat Panel 39W | THE SHERWIN
LED LIGHT | SZ LED SYSTEM LIGHT 900 DC 24V | ELLIOTT ELEC
LED LIGHT COVER | POLYCARB1X2-LED Polycarbonate Cover for LED Light Fixtures, 10"x23-7/8"x1/4" thick | AWC, INC
LED LUMNR | AMLED87YBU1 750W LED LUMNR | THE SHERWIN
LED MVOLT SRM | Job # 21109-10 Charge back to moms meals | CED/CAIN ELE
LEN12X | LEN 12X 12IN EXT F/16&2L ARBOR | GRAYBAR
LEROI HG20 - PROFURBISH | LeROI HG20 - PROfurbish | DEALERS
LEVCR20W | LEVCR20W LEV CR20-W RECPT SID-WIRED GRD | THE PROS
LEVEL 3 TECHNICIAN | (blank) | DEALERS
LEVEL 3 TECHNICIAN OT | (blank) | THUNDERHORSE
LEVEL 4 TECHNICIAN | (blank) | THUNDERHORSE
LEVEL GAUGE | K99M50-18.125-CBL-HP-250-250-NS | THUNDERHORSE
LEVEL GUAGE | K99M50-18.125-CBL-HP-250-250-NS | ENERGY SALES
LEVEL INDICATOR | X1E2-CA1A-AEBA-1A1A-2N1A4MF-015/JM4-510A-C10/2AF-0 0AN-201-00-021 ORION ATLAS MAGNETIC LEVEL INDICATOR WITH JUPITER MAGNETOSTRICTIVE LEVEL TRANSMITTER AND EXTERNAL TOP MOUNT OFFSET PROBE X1E2-CA1A-AEBA-1A1A-2N1A4NF-015 Orion Atlas Magnetic Level Indicator X = "B" DIMENSION TO BE 6.5" X = DRAIN LOCATED ON CHAMBER SIDE AT 90 DEGREES 316/316L SS w/Carbon Steel Flanges / Industrial Grade Titanium, Designed for 1.0 SG Side/Side 2" 600# RF ASME B16.5 Flange (Slip-on) 316SS Reveal (SST) Flag/Flipper(Orange / Black), Scale-Foot/Inch 15.00" VIL / 15.00" Center to Center JM4-510A-C10 Jupiter Model JM4 Magnetostrictive Level Transmitter Cast Akuminio, Dual, 1/2" NPT(F), ATEX, Non Incendive ATEX, Non Incendive 12-36 VDC, 2 Wire Loop Powered / 4-20 mA & HART (SIL 1 ) Integral, External Top Mount with Offset Left-Side Mounting 2AF-00AN-201-00-021 Jupiter Model JM4 External Probe - [Top Mount-Offset] For 2-1/2" MLI Uninsulated Chamber Measure only the TOTAL liquid level 15.00 in (381 mm) / 21.00 in (533 mm) VIL loss of 3" 141145-168381 | ENERGY SALES
LEVEL INDICATOR/TRANSMITTER/PROBE | ORION ATLAS MAGNETIC LEVEL INDICATORPART NUMBER: X1E2-CA1A-AEBA-1A1A-2N1A4MF-015� X = "B" DIMENSION TO BE 6.5"� X = DRAIN LOCATED ON CHAMBER SIDE AT 90 DEGREES� 316/316L SS W/CARBON STEEL FLANGES / INDUSTRIAL GRADE� TITANIUM, DESIGNED FOR 1.0 SG� SIDE/SIDE� 2" 600# RF ASME B16.5 FLANGE (SLIP-ON), 316SST� REVEAL (SST) FLAG/FLIPPER(ORANGE / BLACK), SCALE-FOOT/INCH� 15.00" VIL / 15.00" CENTER TO CENTERJUPITER MODEL JM4 MAGNETOSTRICTIVE LEVEL TRANSMITTERPART NUMBER: JM4-510A-C10� CAST ALUMINUM, DUAL, 1/2" NPT(F), ATEX, NON INCENDIVE� ATEX, NON INCENDIVE� 12-36 VDC, 2 WIRE LOOP POWERED / 4-20 MA & HART (SIL 1)� INTEGRAL, EXTERNAL TOP MOUNT WITH OFFSET� LEFT-SIDE MOUNTINGJUPITER MODEL JM4 EXTERNAL PROBEPART NUMBER: 2AF-00AN-201-00-021� [TOP MOUNT-OFFSET]� FOR 2-1/2" MLI UNINSULATED CHAMBER� MEASURE ONLY THE TOTAL LIQUID LEVEL� 15.00 IN (381 MM) / 21.00 IN (533 MM)VIL LOSS OF 3"141145-168381LEAD TIME 6 WEEKS AROREFER TO QUOTE 2367354 | HATFIELD AND
LEVEL SWITCH | MURPHY MLS-200-TF LEVEL SWITCH, 2” NPT PROCESS CONNECTION, 2000PSIG PRESSURE RATING, 303SS BODY/COVER/WETTED PARTS, -67 TO 257F PROCESS TEMPERATURE, CLASS 1 DIV 2, 1/2" NPT CONDUIT CONNECTION, 5A@30VDC RESISTIVE SPDT SWITCH | GK TECHSTAR
LEVEL SWITCH BRIDLE | Quoted as "$1,700 a pair" | BASIN CONTRO
LEVEL SWTICH | 02-15700904 MLS-020-TF, Level Switch, 2.00" NPT with Test Function | ULTIMATE WEL
LEVEL TRANSMITTER | Techstar Upstream Modbus GWR ECLIPSE 4th Generation Guided Wave Radar (GWR) Level Transmitter 24 VDC, Two-Wire Modbus Communication Digital Display and Keypad - Integral Explosion-proof (FM & CSA CL 1 Div 1, Grps B, C, D) Die-cast Aluminum, Dual-compartment, 45-degre 1/2" NPT Conduit Connection w/ 7A1-4100-P00-31-030 ECLIPSE GWR Probes - Model 706 Single Cable Flexible - PFA Coated 2" NPT Thread 30' Cable | BASIN CONTRO
LEVGFNT2W | LEVGFNT2W LEV GFNT2-W 20A/120V GFCI REC | GK TECHSTAR
LEVLE GUAGE | K99M50-18.125-CBL-HP-250-250-NS | DEALERS
L-FSE FLSR175 | L-FSE FLSR175 175 AMP 13/16OD 600VAC/VDC CLASS RK5 TYPE FERREL TERMINAL TYPE | ENERGY SALES
LG. ENCL. TARGA G&P PACKAGE | Custom Packaged 24x20x8 Wall Mount style enclosure * 304 Stainless - 14 gauge * Viewing Window * Piano Hinged Door with padlockable handle * Finger Tray Cable Management * Phoenix CBM-E8 Breaker * MOXA - MB3270 Serial to Ethernet Bridge * Type N Antenna Adapter * Phoenix Contact 2909524 Relay 24 Vdc * Wire routed and Tagged per customer DWG. | THE PAINT
LG-1690 | Folgers Coffee - .9 OZ Packs - 40 Count | THE PAINT
LG-1690 FOLGERS COFFEE | LG-1690 Folgers Coffee - .9 OZ Packs - 40 Count | THE PAINT
LG-19406183 | Cup, Foam, 16oz, 500/cs | THE PAINT
LG-19406183 CUP | LG-19406183 Cup, Foam, 16oz, 500/cs
LG-19406184 | ??? | THE PAINT
LG-31600225 CLEANER | LG-31600225 Cleaner, Pledge, Furniture Cleaner, Lemon, 14.2oz, 6/cs | THE PAINT
LG-33970721 BOWL CLIP | LG-33970721 Bowl Clip, Cucumber Melon Toilet Cs72
LG-35407255 | ??? | THE PAINT
LG-48831220 | Floor Sweep, Oil Based, 42lb Box, 15 Gallon | THE PAINT
LG-75080023 | Mop, #16 cotton, General purpose, 12/cs 10016
LG-76000464 | ??? | THE PAINT
LG-78000015 | Toilet Paper, 2 Ply, White 500 Sheet 4" x 3.5" Single Roll Cs96, Qty 2 C1 | THE PAINT
LG-78000293 | Can Liner 44x55Clr 1.25Mil LLDPE Cs100 | THE PAINT
LG-DIA-80790 HANDSOAP | LG-DIA-80790 HandSoap, Dial,LiquidGold Antimicrob Soap, 16oz Pump, 12/cs | THE PAINT
LG-DIX-HS551 | Stir/Straws, 5 1/2" Unwrapped Red-White, Qty 1 box | THE PAINT
LG-GJO2550096 | Toilet tissue 2 ply single roll, cs 96
LG-GOJ-0955-04 | ??? | THE PAINT
LG-J3740051 BOWL CLIP | LG-J3740051 Bowl Clip, Tutti Fruiti Red Toilet Cs72 | THE PAINT
LG-PUM-12 CLEANER | LG-PUM-12 Cleaner, Pumie, Scouring Stick, Pumice Stick, 6"x3/4"x1 1/4" | BARRACUDA
LHD1 | LHD1 Duct Seal 1# block | ELLIOTT ELEC
LHWB | FED-SIG LHWB HAZ LOC W/M MNTG BRKT | SUMMIT
LIB-2016BK-L | ???
LIB-2016BK-M | ???
LIB-2022W-XL | ???
LICENSE KEY | LICKEY5700CONFIGCHD:LICENSE KEY, 5700 WITH CONFIG I/O HARDWARE FOR CHANNEL D. PROVIDE THE 5700 S/N, UNIQUE ID CODE (UID). THE UID CAN BE FOUND FROM THE TRANSMITTER DISPLAY BY GOING TO MENU / ABOUT / LICENSES / LICENSED FEATURES. Serial 12228678 UID: 11573154 LIC: 2CCA-C149-AE0B-D088 Serial: 12228679 UID: 11367B74 LIC: 292E-C2BD-CF68-3C05 Serial: 12228680 UID: 1A99FF52 LIC: F7EC-D16C-2D62-1DDD Serial: 12228681 UID: 125370BA LIC: 0C9A-0A18-DA00-3BE3 | MICRO MOTION
LICKEY5700 LICENSE KEY | LICKEY5700CONFIGCHD:LICENSE KEY, 5700 WITH CONFIG I/O HARDWARE FOR CHANNEL D. PROVIDE THE 5700 S/N, UNIQUE ID CODE (UID). THE UID CAN BE FOUND FROM THE TRANSMITTER DISPLAY BY GOING TO MENU / ABOUT / LICENSES / LICENSED FEATURES. SN: 21397638 License: 812231E9032F2856 UID: 1ACE33FE | MICRO MOTION
LICKEY5700CON | LICKEY5700CONFIGCHE:LICENSE KEY, 5700 WITH CONFIG I/O HARDWARE FOR CHANNEL E. PROVIDE THE 5700 S/N, UNIQUE ID CODE (UID). THE UID CAN BE FOUND FROM THE TRANSMITTER DISPLAY BY SELECTING MENU / ABOUT / LICENSES. SN: 21397638 License: 812231E9032F2856 UID: 1ACE33FE | MICRO MOTION
LICKEY5700CONFIGCHC | LICKEY5700CONFIGCHC:LICENSE KEY, 5700 WITH CONFIG I/O HARDWARE FOR CHANNEL C. PROVIDE THE 5700 S/N, UNIQUE ID CODE (UID). THE UID CAN BE FOUND FROM THE TRANSMITTER DISPLAY BY SELECTING MENU / ABOUT / LICENSES. Please note that the 5700 already have the Petroleum measurement option (PS). SN 21374006. UID 1ACD331E. LICENSE C5FA5FBC0FBB3402 | MICRO MOTION
LICKEY5700CONFIGCHC:LICENSE KEY | LICKEY5700CONFIGCHC:LICENSE KEY, 5700 WITH CONFIG I/O HARDWARE FOR CHANNEL C. PROVIDE THE 5700 S/N, UNIQUE ID CODE (UID). THE UID CAN BE FOUND FROM THE TRANSMITTER DISPLAY BY SELECTING MENU / ABOUT / LICENSES. | MICRO MOTION
LICKEY5700CONFIGCHD | LICKEY5700CONFIGCHD:LICENSE KEY, 5700 WITH CONFIG I/O HARDWARE FOR CHANNEL D. PROVIDE THE 5700 S/N, UNIQUE ID CODE (UID). THE UID CAN BE FOUND FROM THE TRANSMITTER DISPLAY BY GOING TO MENU / ABOUT / LICENSES / LICENSED FEATURES. SN 21374006. UID 1ACD331E. LICENSE C5FA5FBC0FBB3402 | MICRO MOTION
LICKEY5700CONFIGCHD:LICENSE KEY | LICKEY5700CONFIGCHD:LICENSE KEY, 5700 WITH CONFIG I/O HARDWARE FOR CHANNEL D. PROVIDE THE 5700 S/N, UNIQUE ID CODE (UID). THE UID CAN BE FOUND FROM THE TRANSMITTER DISPLAY BY GOING TO MENU / ABOUT / LICENSES / LICENSED FEATURES. | MICRO MOTION
LICKEY5700PS | LICKEY5700PS:LICENSE KEY, 5700 ENHANCED MEASUREMENT - API REFERRAL SOFTWARE. PROVIDE THE 5700 S/N, UNIQUE ID CODE (UID). THE UID CAN BE FOUND FROM THE TRANSMITTER DISPLAY BY SELECTING MENU / ABOUT / LICENSES. | EMERSON PROC
LICKEY5700PS:LICENSE KEY | LICKEY5700PS:LICENSE KEY, 5700 ENHANCED MEASUREMENT - API REFERRAL SOFTWARE. PROVIDE THE 5700 S/N, UNIQUE ID CODE (UID). THE UID CAN BE FOUND FROM THE TRANSMITTER DISPLAY BY SELECTING MENU / ABOUT / LICENSES. SN 21170082 - UID DAC74614 - Pemanent License 2SDCD4237B02B23F | MICRO MOTION
LIDS | ???
LIFTING LUG CALCS | Lifting Lug Calculations | BARAK & BRAZ
LIFTING LUG MATERIAL | (blank) | TEINERT META
LIFTING LUGS | (blank) | ULTIMATE WEL
LIGHT DUTY PIPE RACK | (blank) | ULTIMATE WEL
LIGHT LIQUIDS HYDRAULIC SAM | YZ Model PNR-2S-5PL-1A Light Liquids Hydraulic Sampler | MILTON ROY L
LIGHT POLE BASES | Job # 21109-10 Charge back to moms meals | LITHKO CONTR
LIGHT POLE FIXTURE | PART # APP AMLGL8CG6BU158W FLD-LT FXAMLG 19KL CW CG 7X7 BU | CED/CAIN ELE
LIGHT POLE LOWERING WENCH | PART # APP GLW30LOWERING WENCH | CED/CAIN ELE
LIGHT POLE MOUNTING BULL HORN MOUNTING BRACKET | PART # APP GPB4GALMOUNTING BRACKET | CED/CAIN ELE
LIGHT POLE SLIP FITTER | PART # APP GAM8SFSLIP FITTERSLIP FITR-TRUN ASSY AREAMASTER | CED/CAIN ELE
LIGHT STEEL GREY | 5 gallon kit of FSC 36463 Light Steel Grey ( High Solids ) | THE SHERWIN
LIGHTED END SEAL 120V | Lighted end seal 120V DE-B | DSI
LIGHTER | LIGHTER, SINGLE FLINT | TOMMY WHITE
LIGHTS | 4" 57W LED VPRTITE 6000LM | ELLIOTT ELEC
LIMIT SWITCH | ALS500-M2 | HATFIELD AND
LIMITORQUE ACTUATOR | ???
LIN3L-311SM3-T MICRO SWITCH | (blank) | INSTRUMENT M
LINE CLAMPS | 3/8" X 1 LINE CLAMS | SPECIALTY EQ
LINE/LOAD | CRX0477AC 3% 480v 400HP Line/Load Reactor | DK CONTROLS
LINK MODULE | 3RA29 31-1AA00 | E & I SALES
LIONGUN-.25-BSM | "1/2"" DR 18V LITHIUM-ION TORQUE WRENCH W/BASE SERVICE MODULE SOFTWARE & BLUETOOTH W/CALIBRATION" | HYTORC
LIQUID FILLED GUAGE 0-1000 PSIG | liquid filled guage 0-1000 psig | CITY PIPE
LIQUID GAUGE | 1000 psi 1/4" stem liquid filled gauge | TOMMY WHITE
LIQUID LEVEL SWITCH | Vibrating Fork Liquid Level Switch / -40...302 DEG F (-40...150 DEG C) 2120D2DV1E5YE0100 | ROSEMOUNT, I
LIQUID LOADING ARM | ???
LIQUID PISTON | PART NUMBER: CYLPISTON1000GVREFER TO QUOTE 18105 REV B, LINE 8 | CHEROKEE M&C
LIQUID STANDARD 1000CC-C0C | PART NUMBER: LQSTDLIQUID STANDARD 1000CC-C0CREFER TO QUOTE 18105 REV B, LINE 7 | CHEROKEE M&C
LIQUID STANDARD HANDLING FEE | REFER TO QUOTE 18105 REV B, LINE 7 (SPLIT IN HALF) | CHEROKEE M&C
LIQUID TITE | 3/4" Liquid Tite Gray Roll | SUMMIT
LKT167480DD60 | LKT 16.7 4880-DD60 | ELLIOTT ELEC
LKT200480DD60 | LKT 20.0-480 DD60 | ELLIOTT ELEC
LL0251F67-3HSS | Process Grade Dial Thermometer, LL: 3" Dial, Adjustable Angle/Reset, 025: 2.5" Stem, 1: 1/2" NPT (Most Common), F67: 50/500°F, 3H: 316 SS Head and Bezel, SS: 316 Stainless Stem | REOTEMP
LL0401F67-3HSS | Process Grade Dial Thermometer LL: 3" Dial, Adjustable Angle/Reset 040: 4" Stem 1: 1/2" NPT (Most Common) F67: 50/500°F 3H: 316 SS Head and Bezel SS: 316 Stainless Stem | REOTEMP
LL25WC&G | 3/4" LL w/ cover and gasket | ELLIOTT ELEC
LL87 | 3" LL FM7 CONDUIT BODY | ELLIOTT ELEC
LL87 3IN LL COND BODY 2 EA | (blank) | DEALERS
LO90X5/8 L-JAW HUB | LO90X5/8 L-JAW HUB | ZONE INDUST
LOAD AND DELIVER | Load and Deliver to include Permit and escort WhiteWater Midstream Job# 20517 | BAY LTD.
LOAD AND HAUL SKID 22206 | LOAD AND HAUL SKID EVX Job# 22206 | PROLIFT
LOAD AND TRANSPORT SKID 22235 | Load and Transport Skid 22235-01 Field Ticket# 106152 | PROLIFT
LOAD ARM | TL54-4CA-QT10800 4" TL54 Fixed Reach Top Loading Arm. Carbon Steel / Aluminum Construction Catalog Dimensions: A= 96" (Assumption) B= 60" (Assumption) Configuration Down or Up Feed. Left Hand or Right Hand Includes: - 150# Inlet Flange - Spring Cylinder Balance - Style 50 XL1.0 Base Swivel - Style 40 Aluminum Apex Swivel - Drop Tube w/ Handle and 45° Miter Cut Outlet | EXCEL LOADIN
LOAD EVALUATION | Conducting a Site Survey to determine all loads on the facility along with developing basic one-line sketch of facility. • Creating basic AutoCAD one-line diagrams to show how all electrical equipment is interconnected to their respective loads. • Completing Load Evaluation with load list to determine facility demand loading based upon applying demand and diversity factors to the total connected load. • Assess based on Load Evaluation on whether the 180 tons of additional HVAC can be supported on the system and where the ideal connection point would be. | 3S ENGINEER
LOAD SKID | (blank) | BAY LTD.
LOAD SKID 21534 | Load Skid | BAY LTD.
LOAD SKID 21682 | Load Skid Ticket# 345603 | PROLIFT
LOAD SKIDS | Crane EnLink Job# 22098 | PROLIFT
LOAD UNITS AND FREIGHT | To provide a forklift and load trailer with 3 lacts, hoses, spools; and freight charge to deliver from Weatherford, OK to Cleo Springs, OK | MCG EQUIPMEN
LOADED SKIDS 21313 | Crane to Load Trucks TC Energy Job# 21313 | PROLIFT
LOADS | Dump Truck Loads | CLINE CONSTR
LOCAL DISPLAY MANAGER | ???
LOCAL DISPLAY ROC800 | LOCAL DISPLAY MANAGER, SINGLE - ROC800 | VINSON PROCE
LOCAL TAXES | (blank) | CUMMINS SALE
LOCK NUT | 5/8 GRADE 8 LOCK NUT | CITY PIPE
LOCK NUT GR8 | 5/8-11 NYLON INSERT LOCK NUT GR8 | CITY PIPE
LOCK NUT GRADE 8 | (blank) | CITY PIPE
LOCK NUTS | lock nuts | CITY PIPE
LOCK NUTS 5/8” GRADE 8 CS | lock nuts to fit the 5/8” grade 8 cap screws | CITY PIPE
LOCK WASHER | LOCK WASHER FOR 5/8" X 1" GRADE 8 CAP SCREW | CITY PIPE
LOCK WASHERS | lock washers | CITY PIPE
LOCK WASHERS 5/8” CS | lock washers to fit 5/8” cap screws | CITY PIPE
LOCKING NUT | 5/8" GRADE 8 YELLOW ZINC LOCKING NUT | CITY PIPE
LOCKING NUTS | Locking Nuts | CITY PIPE
LOCKING WASHERS | locking washers | CITY PIPE
LOGISTIC SERVICE | (blank) | ENDRESS + HA
LOI CABLE | 134094 (TSP CBLA/25 FT RJ45/USB LOI CABLE) | VINSON PROCE
LONGHORN INSULATION | Labor, materials, equipment, PPE, travel and supervision to perform the insulation work as instructed. | LONGHORN INS
LOOP SUPPORTS | Loop Supports | ULTIMATE WEL
LOT OF STEEL | TEINERT QUOTE 526202203 1/10TH | TEINERT META
LOT OF STEEL | TEINERT QUOTE 526202203 1/10TH | TEINERT META
LOUVER ACTUATOR | SR7EF05 - 9 P5VPTXDIHT | SLATER CONTR
LOUVER ACTUATOR EXPEDITE | Indelac Expedite Fee | SLATER CONTR
LOUVERS | Additional matching set of louvers to be used as intake, manual hand quad with extended shaft to be used for actuator. 30" wide x 50" tall x 4.5" deep. | KIM KOOL
LOW PRESSURE VALVES | 1" VINTROL LOW PRESSURE VALVE | CITY PIPE
LOW RANGE WATERCUT | ???
LOW SAMPLE PRESSURE SWITCH | Installed/configured to alarm if there is a loss of sample flow | ENVENT TECH
LOW TEMP 3" 300# FISHER | **LCC BODY FOR -50F LOW TEMP** **NEW** FISHER 3" 300#RF V300-2052 CONTROL VALVE ASSEMBLY LCC STEEL FLANGED BALL BODY TCM PLUS COMPOSITION SEAL CG8M SST BALL, 3/4" S20910 SPLINED SHAFT, PTFE PACKING SIZE 1 FAIL CLOSE (PDTO) ACTUATOR; RIGHT HAND MOUNTED OPERATING RANGE: 0-58 PSI TOPWORX DXP-L21GSEB PROCESS LEVEL 3 **DELIVERY ESTIMATED AT 5-6 WEEKS ARO | FLOW CONTROL
LOWERING WINCH | APP GLW30 LOWERING WINCH | CED/CAIN ELE
LP-CC-1 BUSSMAN | LP-CC-1 Bussman Marathon Job# 21541-05 | ELLIOTT ELEC
LPG 150 BLUE 55 GALLON DRUM | LPG 100 55 GALLON DRUM | TULCO OILS
LPSM001ID | L-FSE LPSM001ID 1P INDIC FUSEHOLDER | SUMMIT
LR57 | 1-1/2" LR FM7 CONDUIT BODY | ELLIOTT ELEC
LR87 | 3" LR FM7 CONDUIT BODY | ELLIOTT ELEC
LRD16 | SQD LRD16 ADJ BI MOTOR FLA 9 TO 13 AMP 600V O/L RELAY | SUMMIT
LRW _ 0-5_FT_3”150RF | TYPE/MODEL..........................................Flow-Through Spool CONNECTION.........................................3" ANSI 150 RF RANGE.....................................................0-5% ACCURACY..............................................+/- 0.03% up to 3% Water, +/- 0.05% from 3-5% Water and +/- 0.1% from 5-10% Water SEALS......................................................Viton SHAFT LENGTH.......................................N/A MATERIAL (WETTED PARTS).................SS316 MATERIAL (SPOOL)................................Carbon Steel CERTIFICATIONS…................................ ATEX (II 2 G Ex db IIB T6 Gb) and IECEx (Ex db IIB T6 Gb) ELEC. CONDUIT PORT...........................STANDARD (3/4" NPT) TAG NO.(S)..............................................Customer to provide TAGS........................................................YES INPUTS REQUIRED................................Density DRAWING................................................154-03X-XXX-0XX | KAM CONTROLS
LS05591 | 1/2" Reg Port S.E. 3,000# WP Stainless Ball Valve 316 S.S. Ball & Stem, Nace | HATFIELD AND
LS100 40W ENGRAVER | ??? | MCCARTY EQUI
LS1059 | 1" Reg Port S.E. 3,000# WP Stainless Bal l Valve 316 S.S. Ball & Stem, Nace
LS200 | ??? | MCCARTY EQUI
LS292T050 | LS292T050 1/2" 316SS, 2000# PSI SELF LOCK HANDLE BALL VALVE FULL PORT LANCE VALVES
LS-7 SERIES LEVEL SWITCH | LS-7 SERIES LEVEL SWITCH, 316SS BODY AND FLOAT, TYPE 9 MOUNTING | SPECIALTY EQ
LSC3C4M3GEX | LIGHTS | SUMMIT
LST-1200 | 3/4" DR 1,200 FT/LBS WIRELESS LITHIUM SERIES II W/CALIBRATION W/CASE | HYTORC
LST65 CONNECTOR | LST65 Connector | SUMMIT
LSXW5 | LIGHT FIXTURE | SUMMIT
LT10045G | 1" 45D LT CONN GROUND CONN LUG | ELLIOTT ELEC
LT100G | 1" LT Ground Conn | ELLIOTT ELEC
LT15045 | 1-1/2" 45D LT CONN | ELLIOTT ELEC
LT200 | 2" STR LT STL CONN | ELLIOTT ELEC
LT20045 | 2" 45D LT STL CONN | ELLIOTT ELEC
LT20045G | 2" 45D LT GROUND CONN | ELLIOTT ELEC
LT20090G | CCHC LT20090G 2-IN 90D L/T CONN 90 DEG; NON INSUL; ZINC PLTD MALL IRON BODY, (FERRULE, GLAND NUT, GND NUT, LOCKNUT); TRADE SIZE 2 I | SUMMIT
LT200G | 2" STR CONN W/GROUND | ELLIOTT ELEC
LT300 | CCHC LT300 3-IN STR L/T CONN STRT; NON INSUL; ZINC PLTD MALL IRON (BODY, GLAND NUT), (FERRULE, GND NUT, LOCKNUT); TRADE SIZE 3 INCH | SUMMIT
LT30045G | CCHC LT30045G 3-IN 45D L/T CONN 45 DEG; NON INSUL; ZINC PLTD MALL IRON (BODY, GLAND NUT), (FERRULE, GND NUT, LOCKNUT); TRADE SIZE 3 | SUMMIT
LT300G | CCHC LT300G 3-IN STR L/T CONN STRT; NON INSUL; ZINC PLTD MALL IRON (BODY, GLAND NUT), (FERRULE, GND NUT, LOCKNUT); TRADE SIZE 3 INC | SUMMIT
LT400 | CCHC LT400 4-IN STR L/T CONN STRT; NON INSUL; ZINC PLTD MALL IRON (BODY, GLAND NUT), (FERRULE, GND NUT, LOCKNUT); TRADE SIZE 4 INCH | SUMMIT
LT7545 | 3/4" STR LT 45D STEEL CONN | ELLIOTT ELEC
LT7545G | 3/4" 45D LT CONN GROUND LUG | ELLIOTT ELEC
LTME | END SEAL KIT PKG OF 5 | ELLIOTT ELEC
LTMP | END SEAL "PANT" | ELLIOTT ELEC
LUBE FILTER MANIFOLD | P560855 HMK25 HEAD ASSY DUCTILE IRON | HI PLAINS
LUBE OIL | Total of (2) 55 gallon drums of Lubsoil Synthetic PG 5125 | TULCO OILS
LUBE OIL LIQUID LEVEL GAUGE | K99M50-18.125-CBL-HP-250-250-NS LIQUID LEVEL GAUGE FOR GAS OIL SEPORATOR | ENERGY SALES
LUBE OIL MANIFOLD | P560855 HMK25 HEAD ASSY DUCTILE IRON | HI PLAINS
LUBRICANT OIL DAY TANK | (blank) | ULTIMATE WEL
LUBRICATOR ASSMEBLY | Motor: 230/460 VAC, fractional HP, 1140 RPM for Class 1, Div. II Lube Box, 90:1 in Kind to Lincoln Lincoln Pump (880552) Patton Outlet manifold, including gauge, relief, and fittings Patton High Pressure Filter Assembly (PLP-SSFH10ML) Lincoln MC4 Divider Valve (12T/12T/12T/6S) Lubesci Visual Cycle Indicator Lincoln Proximity Switch (87617) Lincoln Checks (880513) | BILL SPITZER
LUBRICATOR KIT-11S, 11L | Includes the following items: - Angled check valves - Lubricator drive sheave - Lube pump system The above items are described in more detail below. 16-630-888-031 ANGLED CHECK VALVE - Stainless Steel - 90 Degree - Double Check Valve - 1/4" Tube Connection 16-132-534-501 SHEAVE 5" PD 11/12 - 5" Lubricator Drive Sheave - fits compressor shaft - (for models 11S, 11L, 12S, - 12L, 211M, 212M, HP11, HP12) - includes set screws 16-631-070-001 LUBE SYSTEM, 11S/11L Belt Driven Lubricator Assembly includes: - Divider Assembly --- 8 lube points - Pulley Dia. - 6 inch - Pressure Gauge - DNFT Monitor - Filter - 10 Micron - Rupture Disc - 1450 psi - SS Swagelok Fittings | RO-FLO COMPR
LUBSOIL SYNTHETIC 55 GAL | Lubsoil Synthetic LPG WS 150 Blue | TULCO OILS
LUBSOIL SYNTHETIC LPG | Lubsoil Synthetic LPG Battalion Job# 21418 | TULCO OILS
LUG | 500 ONE HOLE NARROW TONGUE LUG | ELLIOTT ELEC
LUG STYLE BUTTERFLY VALVE | 2" 150# lug style butterfly valve | CITY PIPE
LULOSK | Ethernet wall plate2 port cat6 | ELLIOTT ELEC
LVCP-4-AB-L33R | 87061-VRU-A-B-L33ER WITH RED LION GRAPHITE 7" DISPLAY 30HX24WX12D NEMA 4 STEEL ENCLOSURE | INSIGHT TECH
LW12 | 1/2" Lock Washers | DEALERS
LW-12 LOCK WASHER | Job # 21109-10 Charge back to moms meals | DEALERS
LW-12 LOCK WASHER 100 EA | Job # 21109-10 Charge back to moms meals | DEALERS
LW14 | 1/4'' LOCK WASHER | DEALERS
LW-14 LOCK WASHER 100 EA | Job # 21109-10 Charge back to moms meals | ELLIOTT ELEC
LW38 | 3/8'' LOCK WASHER | ELLIOTT ELEC
LW-38 LOCK WASHER 100EA | Job # 21109-10 Charge back to moms meals | ELLIOTT ELEC
LW401R112 | Arlon Greenline Tape 1X30 | CED/CAIN ELE
LW401R12 | Arlon Greenline Tape 1X30 | CED/CAIN ELE
LW8 | #8 Lock Washer | ELLIOTT ELEC
LWN.25Z | 1/4 LOCK WASHER ZINC | STEELFAST
LWPQ2060 | ENCLOSURE | ELLIOTT ELEC
LX200DPG | ???
LX200DPG-G-A-SD-4N-1-EP-A-B-0 (0-30 PSID)C-A-B | DIFFERENTIAL PRESSURE GAUGE SERIES LX, MODEL 200 DPG, ALUMINUM BODY, 2.5" SQAURE DIAL, 1/4" FNPT, INLINE CONNECTION, ENGINEERED POLYMER CASE, PLEXIGLASS LENS, BUNA-N SEALS, 0-30 PSID RANGE, ALUMINUM WETTED PARTS, PISTON SENSING ELEMENT, GLYCERIN FILLED, RED FOLLOWER POINTER | DYNAMIC CONT
LX200DPG-G-A-SD-4N-1-EP-A-B-0 (0-30PSID)C | LX piston DPI, Alum, 20.5" dial w/ eng. poly case & acry. lens, 1/4" FNPT inline conn., Buna-N seals, 0-30 PSID | DYNAMIC CONT
LYNX852VG | 4” LYNX API BOTTOM LOADING COUPLER, ALUM, FLUOROCARBON GFLT, LONG HANDLE | KNAPPCO
M ETHYL KETONE DR448 | Large drum | THE SHERWIN
M M 5700R TRANSMITTER | 5700R12ABAAZZZAAAAAMV MICRO MOTION 5700 FIELD-MOUNT TRANSMITTER Marathon Job# 21194 | MICRO MOTION
M10-1.5 D934 HN YZ10 | M10-1.5 D934 HN YZ10 | WEG ELECTRIC
M1L48004186 | MILW 48-00-4186 24T 6LG SAW BL | FASTENAL
M1PC005LESF | HAM M1PC005LESF PWRPLUS 1P 5KVA 480-240/120 AL | DEALERS
M20-2.5 X 70MM, 10.9 GRADE | (blank) | SUMMIT
M20-2.5 X 85MM, 10.9 GRADE | (blank) | CITY PIPE
M21187C342 | HEAT SHRINK LABELS, 0.187" DIA X 7', BK/WH | CITY PIPE
M21250C342 | HEAT SHRINK LABELS, 0.25" DIA, BK/WH | ELLIOTT ELEC
M22520/1-01 | M22520/1-01 Hand crimp tool | ELLIOTT ELEC
M22520/1-04 | M22520/1-04 turret head for crimp tool | COMMERCIAL E
M229 | 29 PC HIGH SPEED STEEL DRILL KIT | COMMERCIAL E
M22IVS | DIN RAIL MOUNTING ADAPTER | ELLIOTT ELEC
M22K10 | CONTACT BLOCK 1NO SCREW TERM | ELLIOTT ELEC
M22WKV | NON-ILL V-POS MTN SEL SWTCH THB-GP SIL-BZL | ELLIOTT ELEC
M22WRS | 2-POS MTN KEY SEL SWITCH SIL-BZL WD-0-1 | ELLIOTT ELEC
M-25018ET3G447TS-W22 | M-25018ET3G447TS-W22 to Include Insulated Bearings on the Non Drive End Drawings, Data Sheets .step model for final motor are required | ELLIOTT ELEC
M39029/56-352 | M39029/56-352 Socket pin contact | COMMERCIAL E
M39029/58-364 PIN CONTACT | M39029/58-364 Pin contact | COMMERCIAL E
M4130-CS HYDROMETER CASE | M4130-CS Hydrometer Case | MCBRIDE
M4130-STD HYDROMETER | M4130-STD Hydrometer | MCBRIDE
M4913 | 610 VISE | MCBRIDE
M5 FLAT WASHER | M5 Flat Washer | METRIC & MUL
M5 FLAT WASHER M5 FLAT WASHER | M5 Flat Washer M5 Flat Washer (i009281) 125A ST ZP 5 | METRIC & MUL
M5 METER KIT | 03144-3120-0001:M5 Meter Kit for Rosemount 3144P, Aluminum | ROSEMOUNT, I
M5 X 0.88MM NYLONE LOCKNUT | M5 x 0.8mm Nylon Locknut (i011251) 985 8 ZP 5x.8 | METRIC & MUL
M5 X 0.8MM NYLON LOCKNUT | M5 x 0.8mm Nylon Locknut | METRIC & MUL
M5 X 0.8MM PHILLIPS | M5 x 0.8mm Phillips Flat Head Screw, 16mm Long | METRIC & MUL
M5X 0.88 MM PHILLIPS | M5X 0.88 MM Phillips Flat Head Screw M5 X 0.8MM Phiilips Flat Head Screw, 16MM Long (i005557) 965 ST ZP 5X16 | METRIC & MUL
M81969/14-03 | M81969/14-03 insertion/extraction tool | COMMERCIAL E
M95H-3063-8618387 (NPS 1 MR95H) | 1" NPT PRESSURE REGULATOR, 250 PSIG RATED PRESSURE, 0-250 PSIG OUTPUT, INC. 0-160 PSIG OUTLET GAUGE | VINSON PROCE
M9VIS46 | 3/4" MNPT X 1/2" FNPT TEFLON PACKING INTEGRAL SEAT,316SS,6000# PSI GAUGE VALVE ANDERSON GREENWOOD | SPECIALTY EQ
MA OPER | Charge back to Ovintiv on Service ticket | ELLIOTT ELEC
MAC646SE | LIGHT GRAY MACROPOXY PAINT | THE SHERWIN
MAC646SE WHT 10G | LIGHT GRAY MACROPOXY PAINT | THE SHERWIN
MACHINE | MACHINE CHARGE | CITY PIPE
MACHINE BEVELING 6SA 28-36" | Equipment rental | ACE SPECIALT
MACHINE BOLT | 5/16”-18 x 4” Machine Bolts, 304SS, fully threaded | CITY PIPE
MACHINE BORE | Bore threads out for 3/4" socketweld | KARNS MACHIN
MACHINE FLANGE | Drill and tap (3) blind flanges 3/4 NPT | KARNS MACHIN
MACHINE FLANGE TO FF | (blank) | ULTIMATE WEL
MACHINE FLANGES | Labor | KARNS MACHIN
MACHINE LABOR | Machine Labor | KARNS MACHIN
MACHINE LABOR 22230 | Labor to machine plates | KARNS MACHIN
MACHINE SCREW | ???
MACHINE SCREWS | Machine Screws | ELLIOTT ELEC
MACHINE SHOP LABOR | (blank) | KARNS MACHIN
MACHINE TO FF | (blank) | TORO COMPLET
MACHINE WORK | Machine work | KARNS MACHIN
MACROPOXY | 5 gallon kits of Macropoxy | THE SHERWIN
MACROPOXY 646 | Macropoxy 646 | THE SHERWIN
MACROPOXY 646 5GAL | 5 gallon kits of Macropoxy 646 SPL Job# Job #’s : 21204-01 & 02 | THE SHERWIN
MACROPOXY 646 KITS | 5 gallon kits of Macropoxy 646 EVX Job# 21354 | THE SHERWIN
MACROPOXY 646 SE | ???
MACROPOXY ENLINK | 10 gal Macropoxy | THE SHERWIN
MACROPOXY EVX | 5 gallon kits of Macropoxy price includes Supply Chain Charge EVX Job# 21758, 21860 & 21861 | THE SHERWIN
MACROPOXY PAINT | MAC646SE WHT 10G PAINT | THE SHERWIN
MACROPOXY XTO | 10 gal Macropoxy | THE SHERWIN
MAG DRIVE: 6-82-812-81-0037 | DRIVE EQUIPMENT FOR MD-B40 (HSC) COUPLING WITH NEODYMIUM-IRON BORON MAGNETS DIRECTLY CONNECTED TO C-FACE MOTOR - 1-3/8" DIAMETER SHAFT - HIGH PRESSURE CANISTER - BRACKET DRILLED FOR 1/2 NPT TEMPERATURE MONITOR & PLUGGED 8-9 Week Delivery ARO Marathon Pegasus 21825-02 | VIKING PUMP
MAG FILTER | 5SCBTM16RCLNPT112 Magnetic Scrubber Round21"H x 4.5"D w/ 1"D x 16"L magnetic filter | ONE EYE IND
MAGNETIC FILTER | Magnetic Scrubber. 28" H x 4.5" D Stainless Steel (304/316). With 1" D x 24" L magnetic filter element, cam-lock fitting. Drain plug near top 270 degrees from outlet. | ONE EYE IND
MAGNETIC FLOW METER SENSOR | ROSEMOUNT 8705 FLANGED MAGNETIC FLOW METER SENSOR, 3 INCH (DN80) 8705TSA030C3M0N5G1B3 T Lining Material: PTFE S Electrode Material: 316L Stainless Steel A Electrode Type: 2 Measurement Electrodes - Standard C Flange Type and Material: Slip-On, Raised-Face, Carbon Steel 3 Flange Rating: ASME B16.5, Class 300 M0 Coil Housing Configuration: Sealed, Welded Housing with Field Replaceable Terminal Block/Socket Module N5 Safety Approval: US Approvals, Class I Div 2, Non-Incendive and Dust G1 Grounding Rings: 316L Stainless Steel (Qty 2) B3 Mounting Configuration: Integral Mount with 8732 Transmitter | MICRO MOTION
MAGNETIC FLOW TRANSMITTER | ROSEMOUNT 8732E MAGNETIC FLOW METER TRANSMITTER 8732EMT2A1N5M4 M Transmitter Class: Revision 4 Electronics T Transmitter Mount: Integral Field Mount 2 Transmitter Power Supply: DC Power Supply (12 to 42VDC) A Outputs: 4-20mA; Digital HART; Scalable Pulse 1 Conduit Entry: 1/2-14 NPT N5 Safety Approvals: US Approvals, Class I Div 2, Non-Incendive and Dust M4 Display Option: Local Operator Interface | MICRO MOTION
MAGNETROL FLOW SWITCH | TD2-8D01-030 - Thermatel Thermal Dispersion Switch with TEA-A110-003 - Thermatel Spherical Tip Probe | HATFIELD AND
MAGNETROL JM4 | 1E1-CB1A-MCBA-1111-3N1A499-014/ JM4-520A-C20/ 2AH-001N-201-00-020 ORION ATLAS MAGNETIC LEVEL INDICATAOR WITH JUPITER MAGNETOSTRICTIVE LEVEL TRANSMITTER AND EXTERNAL PROBE, BOTTOM MOUNT OFFSET 1 Float Information: Titanium, Designed for 0.50 SG Mounting Configuration: Side/Side Temperature Options: None VIL / Piping Dim: 14.00" VIL / 14.00" Center to Center Agency/Approval Level: ATEX, Non Incendive Mounting Orientation: Left-Side Mounting 2 Mounting Hardware: For 2-1/2" MLI Uninsulated Chamber Level Meas. Type: Measure only the TOTAL liquid level Meas. Range / Length: 14.00 in (356 mm) / 20.00 in (508 mm) Probe Options: None Remarks: Customer Supplied Process Conditions: Media = Uknown, SG = 0.5, Press = 1000/1400 psig, Temp = 50/90 °F Lead Time 006-008 Weeks,ARAD 7,157.00 Stores Number: 1E1-CB1A-MCBA-1111 E1-CB1A-MCBA-1111-3N1A499-014 - Orion Atlas Magnetic Level Indicator Chamber Material/Code: 316/316L SS w/Carbon Steel Flanges / Industrial Grade Process Connections: 1" NPT(M) Nipple, 316/316L Stainless Steel Indicator/Scale Options: Reveal (SST) Flag/Flipper(Orange / Black), Scale-Foot/Inch JM4-520A-C20 - Jupiter Model JM4 Magnetostrictive Level Transmitter Electrical Housing: 316 Stainless Steel, Dual, 1/2" NPT(F), ATEX, Non Incendive Power Supply/Output: 12-36 VDC, 2 Wire Loop Powered / FOUNDATION Fieldbus Mounting Configuration: Integral, External Bottom Mount with Offset AH-001N-201-00-020 - Jupiter Model JM4 External Probe - [Bottom Mount-Offset WHITEWATER 20517 & 20518 | HATFIELD AND
MAIN BODY SEAL | Two Year Operational Spares | BS&B
MAINTENANCE | 6 YEAR MAINTENANCE | THE PAINT
MAINTENANCE KIT .001 | Box of (20) pcs | GASKET SERVI
MAINTENANCE KIT .002 | Box of (20) pcs | GASKET SERVI
MAINTENANCE KIT .003 | Box of (20) pcs | GASKET SERVI
MAINTENANCE KIT .004 | Box of (20) pcs | GASKET SERVI
MAINTENANCE KIT .005 | Box of (20) pcs | GASKET SERVI
MAINTENANCE KIT .010 | Box of (20) pcs | GASKET SERVI
MAINTENANCE KIT .015 | Box of (20) pcs | GASKET SERVI
MAINTENANCE KIT .020 | Box of (20) pcs | GASKET SERVI
MAINTENANCE KIT .025 | Box of (20) pcs | GASKET SERVI
MAINTENANCE KIT .050 | Box of (20) pcs | GASKET SERVI
MAINTENANCE KIT .075 | Box of (20) pcs | GASKET SERVI
MAINTENANCE KIT .100 | Box of (20) pcs | GASKET SERVI
MAINTENANCE KIT .125 | Box of (20) pcs | GASKET SERVI
MANIFOLD | Rosemount 305 Integral Manifold 0305RC22B11B4L4 | ROSEMOUNT, I
MANIFOLD 0305RC32B11B4 | Rosemount 305 Integral Manifold 0305RC32B11B4 | ROSEMOUNT, I
MANIFOLD 305 | Rosemount 305 Integral Manifold 0305RC22B11B4L4 Whitewater Midstream Job# 21300 | ROSEMOUNT, I
MANIFOLD VALVE | ???
MARATHON 480V PANEL BOARD | MARATHON 480V PANEL BOARD | SUMMIT
MARATHON G876 | 1 Hp, 1800 Rpm, 56C FR, 115/208-230 Vac, 1 Hp, 1800 Rpm, 56C FR, 115/208-230 Vac, 1 PH, EPFC, C-Face Footed, Hazardous Duty, Explosion Proof, 56C17G5327 | ZONE INDUST
MARATHON MOTOR | Motor, 1HP, 1725 rpm, 56h, 115/208-230v, Item #1TUN3 | GRAINGER
MARATHON/CANOPIES | Marathon/Canopies Job# 21839-01, 21857-01 & 21896-01 | ULTIMATE WEL
MARCOM TRAINING CONTENT | MARCOM Training Content Subscription. Registrations: Online Training Content Library and Bring Your Own Content subscriptions are based on monthly registration volume. A registration is an instance of a unique learner associated with a single course. Three (3) Registrations per Contact are included in the Subscription. Additional Registrations will incur a cost of $0.10 each | EHS INSIGHT
MARKER, VALVE ACTION, BLUE | ???
MARKER, VALVE ACTION, WHITE | ???
MASK | PLEATED FR MASK, 0880 | THE PAINT
MASKING TAPE | (blank) | THE SHERWIN
MASTER METER CLEAN OUT | CLEAN OUT CONTAINMENTS AND HAUL OFF TO DISPOSAL AND WASH OUT | ASAP OILFIEL
MASTER REEL CUT | Job # 21109-10 Charge back to moms meals | REXEL
MASTER REEL CUT 125 EA | ALW XHHW350STRYEL-CUT ALW XHHW350STRYEL MASTER REEL CUT | REXEL
MATERIAL | BLOCK 4X8X16 SOLID | HIGGINBOTH16
MATERIAL & LABOR | HRPL 3/4 - SCS BLOCK PER SAMPLE - DRILLED AND TAPPED 1'' NPT | MID-SOUTH
MATERIAL CERTS | RAW MATERIAL CERTIFICATIONS Physical and Chemical Certifications for: - Cylinder - Cylinder Heads - Rotor | RO-FLO COMPR
MATERIAL FOR MEDALLION | Blocks Medallion Kronos | HIGGINBOTH16
MATERIAL HANDLING | Material Handling | CLINE CONSTR
MATERIAL PER TICKET# 33412 | Material per ticket# 33412 | PARKS FUELS
MATERIAL PREP FOR TENSILE TESTS | (blank) | HAMILTON ENG
MATERIAL TEST REPORT | (blank) | FRANKLIN VAL
MATERIAL TEST REPORTS | (blank) | FRANKLIN VAL
MATERIALS | All material quoted on Order #6869 | BULLDOG STEE
MATERIALS FOR REPAIR | (blank) | SHOPPA'S
MATERIALS HANDLING | Materials Handling | CLINE CONSTR
MAXLIFE HM ATF | (blank) | NAPA AUTO PA
MAXSEAL | MAXSEAL Y013AA3V2BS 1/2" 3WAY SOLENOID VALVE | MCJUNKIN RED
MAXSEAL SOLENOID | MAXSEAL Y013AA3V2BS 1/2" 3WAY SOLENOID VALVE | MCJUNKIN RED
MB141 | 1/4''-20 X 1'' HH TAP BOLT | DEALERS
MB14112 | 1/4''-20 X 1-1/2'' HH TAP BOLT | DEALERS
MB14114 | 1/4''-20 X 1-1/4'' HH TAP BOLT
MB1434 | 1/4''-20 X 3/4'' HH TAP BOLT | THE PAINT
MB-1434 MACHINE BOLT 100 EA | Job # 21109-10 Charge back to moms meals
MB381 | 3/8"-16 X 1" HH TAP BOLT
MB-381 MACHINE BOLT 100EA | Job # 21109-10 Charge back to moms meals | ELLIOTT ELEC
MB38112 | 3/8''-16 X 1-1/2'' HH TAP BOLT | ELLIOTT ELEC
MB38114 | 3/8''-16 X 1-1/4'' HH TAP BOLT | ELLIOTT ELEC
MB382 | 3/8''-16 X 2'' HH TAP BOLT | ELLIOTT ELEC
MB3834 | 3/8" - 16 X 3/4" HH TAP BOLT | ELLIOTT ELEC
MB-463 | ??? | ELLIOTT ELEC
MB-5124 | dust mop head, 24", 4-ply Cotton Yam 5"X24" | ELLIOTT ELEC
MB-5124F | ??? | ELLIOTT ELEC
MB-DM-60-M | ??? | ELLIOTT ELEC
MBKFD3150A | SIEM MBKFD3150A BKR 3PH 600V MTG KIT FXD63B150 | SUMMIT
MBS14114 | 1/4X1-1 1/4 HEX HEAD FULLY THREADED SS TAP BOLT | ELLIOTT ELEC
MBS38114 | 3/8"x1-1/4" HEX HEAD FULLY THREADED SS TAP BOLT | ELLIOTT ELEC
MC 14/2-12/2 STRAP | MC 14/2-12/2 STRAP | ELLIOTT ELEC
MC122BKWH | 12/2 WG MC Sol | ELLIOTT ELEC
MC4 DIVIDER VALVE | MC4 DIVIDER VALVE (12T/12T/12T/6S) | BILL SPITZER
MCI VRU PLC PANEL | 48PT VRU PLC PNL Urban 23360-01 &02 | MOTOR CONTRO
MCI VRU VFD PANEL 200HP | 200HP HD VSDP PKG - SQD Urban 23360-01 &02 | MOTOR CONTRO
MCI-CP-0001484 | OVINITIV - LACT - PLC PNL | MOTOR CONTRO
MDS3-ST | 30A 304SS 600V SLOPE TOP DISCONNECT SW GB Part#:26524077 | GRAYBAR
MDSEAGH1VDS-22 | 1/4" NPT MXF NEEDLE VALVE, 6000 PSIG RATED, 316SS BODY | INSTRUMENT M
MDSENV-SS1/4 | MDSENV-SS1/4 ¼”, FXF, STRT.316SS, Needle Valve, 6K PSI | INSTRUMENT M
MDSETAY82E3251341-LIQUID/NA... | ???
ME656S-4F | ??? | THE PAINT
ME825-16 | ??? | THE PAINT
ME825-24 | ??? | THE PAINT
ME825-3F | ???
ME-9669L | (blank)
ME-9669-L | Glove, Black Nylon, Black PU, 13 Gauge, Large
ME-9669-XL | Glove, Black Nylon, Black PU, 13 Gauge, X-Large
ME980-162F | ???
ME980-24-3F | ???
ME981-24-3F | ???
MECH & PERF TEST | MECHANICAL & PERFORMANCE TEST The Performance Test is conducted to measure volumetric flow rate and power consumption for comparison to expected performance. A test specification will be issued prior to test and a test report will be provided after testing is completed | RO-FLO COMPR
MECHANIC - SERVICE CALL | (blank) | KNIGHTEN MAC
MECHANIC - SERVICE CALL OT | (blank) | KNIGHTEN MAC
MECHANICAL FIELD SERVICES | (blank) | STEALTH PUMP
MEDALLION CONSTRUCTION MATERIAL | All Material per DT# 025136116 | CITY PIPE
MEDALLION MISC PARTS | All below parts included on order: Qty. 1) TMC3112 1" Cord Grips Qty. 1) TMCX3112 1" Cord Grips Qty. 1) ST3 1" Myers Hub Qty. 1) 48899205 Step Bit #51/4"-1-3/8" Qty. 50) TY5275MX 18" UV Rated BLK Nylon TY Rap | ELLIOTT ELEC
MEDALLION TAN | Medallion Tan | THE SHERWIN
MEDALLION TAN SPRAY CANS | Medallion Tan spray cans | THE SHERWIN
MEDIUM FULL FACE RESPIRATOR | -4751491 | THE SHERWIN
MEI DETECTOR SWITCH BASE | MEI DETECTOR SWITCH BASE | METER ENGINE
MEI SWITCH | ???
MEI SWITCHES | ???
MEI-B BASE | MEI-B Base | METER ENGINE
MEI-S SWITCH W/BASE | MEI-S Detector Switch W/base for 10" Pipe | METER ENGINE
MEI-S WITH BASE | MEI-S with Base | METER ENGINE
MEK | MEK | THE SHERWIN
MEK DR | MEK | THE SHERWIN
MEK TOTE 112300 | (blank) | THE SHERWIN
MERCER 2" 300 X 3" 150 | 91-52J11T84L1 Mercer 2" 300 x 3" 150 Relief Valve, J orfice, Liquid Trim, set @ 350#'s | UP&S, INC
MERCER 2"300 X 3" 150 TRV | Mercer 2" 300# x 3" 150# relief valve, J orfice, liquid trim, set @ 350#'s w/ 55#'s super imposed constant back pressure. Endeavor 22116-01 | UP&S, INC
MERCER 740# | Mercer 1" x 1" "Sour Liquid Gas Trim" Relief Valve set @ 740#'s
MERCER 91-53H11P88L1 | Mercer Relief Valve 2-H-3 (600RF x 150RF) Liquid Relief Valve Set @ 1200 PSIG. ENDEAVOR | UP&S, INC
MERCER MATERIAL CERT | (blank) | UP&S, INC
MERCER MATERIAL CERTIFICATE | (blank) | UP&S, INC
MERCER RELIEF | 91-12D51T63L1 Mercer Relief Valve .75-D-1 MxF NPT Liquid Trim Set @ 1440#'s | UP&S, INC
MERCER RELIEF 1554PSIG | ???
MERCER RELIEF VALVE | Mercer 2" 150RF x 3"150RF Relief Valve W/ Liquid trim set @ 125#'s | UP&S, INC
MERCER RELIEF VALVES | """3/4' X 1"""" MERCER RELIEF VALVE SET @ 740 PSIG""" | CITY PIPE
MERCER RV | 91-17E51T11BX1 Mercer Relief Valve 1-E-1 (MNPT x FNPT) Nace Trim Liquid Relief Valve Set @ 420# | UP&S, INC
MERCER RV SET@ 285 | 91-17E51T10B1 Mercer Relief Valve 1-E-1 (MNPT x FNPT) Sour Liquid Trim Set @ 285#'s With MTRS | UP&S, INC
MERCER TRV | 91-52H11T84L1 Mercer 2" 300RF x 3" 150RF Relief Valve set @ 720#'s Endeavor 21362-01 | UP&S, INC
MERCER VALVE 305PSIG | ???
METAL FILTER W/BRACKETS | Part #SCE-FLT88 | DK CONTROLS
METAL HOSE | Metal Hose Kit 4in DOUBLE BRAIDED S.S. METAL FLEX HOSE X 10FT W-4in S.S. MALE PIPE B-E TESTED TAGGED CERT | HOSE OF SOUT
METAL HOSE KIT | 4in DOUBLE BRAIDED S.S. METAL FLEX HOSE X 10FT W-4in S.S. MALE PIPE B-E | HOSE OF SOUT
METAL SOLUTIONS BUILDING | Metal Solutions Building for Ovintiv | METAL SOLUTI
METAL SOLUTIONS DELIVERY CHARGE | (blank) | METAL SPECIA
METAL TAGS | ???
METER | Micro Motion Elite Coriolis Meter, 6-8 inch (DN150-DN200), 316L Stainless Steel CMFHC2M451N2BAEZZZ | MICRO MOTION
METER CALIBRATION | Meter Calibration Whitewater Midstream Job# 21300 | COLORADO ENG
METERS | ???
MF840-24-3F | ???
MFZ 30321R | MFZ 30321R 30A 600V SP FUSE BLK 600V 30A SP FUSE BLK | SUMMIT
MFZ ATMR1 600V | MFZ ATMR1 600V SPCL PURP FUSE 600V 1A CC FUSE | SUMMIT
MFZ ATMR10 600V | MFZ ATMR10 600V SPCL PURP FUSE 600V 10A CC FUSE | SUMMIT
MFZ ATMR2 600V | MFZ ATMR2 600V SPCL PURP FUSE 600V 2A CC FUSE | SUMMIT
MFZ ATQR2 | MFZ ATQR2 600V CC TD FUSE 600V 2A CC TD FUSE | SUMMIT
MFZ MPDB69123 3P AL DIST BLOK | Job # 21109-10 Charge back to moms meals | DEALERS
MFZ TRS200R | MFZ TRS200R 200A 600V RK5 TD FUSE 600V 200A 9 5/8X1 13/16 T stock dallas 1-2 day lead | SUMMIT
MFZ TRS300R | MFZ TRS300R 300A 600V RK5 TD FUSE 600V 300A 11 5/8X2 9/16 T | SUMMIT
MG 750XBXH-24D | SCHNEIDER 12A DPDT OCTAL HERMETIC C1D2 RELAY | AWC, INC
MHA FH-GOS | MHA FH-GOS 3" X 20-21/32" OAL W/CS LAP JOINT FLANGES E/E FLOAT X FLOAT | GT SOUTHWEST
MHA FH-SC-GOS | MHA FH-SC-GOS 2" X 26-7/16" CENTER TO END W/CS LJ FLANGES 90 DEG. ELBOW | GT SOUTHWEST
MHA FH-SS-SC | MHA FH-SS-SC 6" X 20-19/32" OAL W/CS LAP JOINT FLANGES E/E FLOAT X FLOAT | GT SOUTHWEST
MI 1633984 | FLUKE-789, PROCESSMETER | AWC, INC
MI 54-717 | MI 54-717 SWITCH TOGGLE SPST 3A 125V, Toggle Switch SPST Panel Mount | AWC, INC
MI 5600 ESPLQ201606 | 20x16x6 Polyester Enclosure Screw Cover | AWC, INC
MI 880 SP2016 | 20x16 Aluminum Backplate | AWC, INC
MI BBA-2 | DUAL SOLAR BATTERY ENCLOSURE ALUMINUM; NEMA Rating: 3R, 4, 4X; Overall Dims (HxWxD – IN): 22.625 x 19.25 x 19.625; Inside Dims (HxWxD – IN): 17.875 x 17.75 x 18.75; Opening Dims (HxWxD – IN): 15.125 x 15.75 | AWC, INC
MI CCH-CP12-19T | CORNING 12 STRAND SINGLEMODE FIBER ST PATCH PANEL INSERT. W/ CERAMIC ALIGNMENT AND METAL HOUSING | AWC, INC
MI G07S0000 | Redlion, HMI, 7" WVGA 800 X400 LCD COLOR TOUCH SCREEN INDOOR OUTDOOR USE Marathon Job# 20064 | AWC, INC
MI G10S0000 REDLION | MI G10S0000 Redlion, HMI, 10" COLOR TOUCHSCREEN HMI FOR GRAPHITE SERIES Felix Energy 20107-01 | AWC, INC
MI H-SPB-4N-S316 | 1/4" MNPT PIPE PLUG *NO CHARGE* item | AWC, INC
MI MA15D1SI | MA15/D/1/S1 MTL 15AMP, 120V, DIN RAIL MOUNT FIELDBUS PROTECTION | AWC, INC
MI PS-30 | ProStar 12/24 Volt / 30 Amp Charge Controller | AWC, INC
MI UZK12.261 | ???
MICRO MOTION #2 10649923 VER 1 | CMF300M355NRAAEZZZ MICRO MOTION ELITE CORIOLIS METER, 3 INCH (DN80), 316L STAINLESS STEEL 355 Process Connections: 3-inch CL150 ASME B16.5 F316/F316L Weld neck flange Raised face N Case Options: Standard pressure containment R Electronics Interface: 9-wire polyurethane-painted aluminum J-box A Conduit Connections: No gland A Approvals: CSA (US and Canada): Class I, Div 1 E Language: English installation manual Z Calibration Options: 0.10% mass flow and 0.0005 g/cc density calibration Z Measurement Application Software: No measurement application software Z Factory Options: Standard product Endeavor 22613-01 | MICRO MOTION
MICRO MOTION #2 10649923 VER 1* | CMF300M355NRAAEZZZ MICRO MOTION ELITE CORIOLIS METER, 3 INCH (DN80), 316L STAINLESS STEEL 355 Process Connections: 3-inch CL150 ASME B16.5 F316/F316L Weld neck flange Raised face N Case Options: Standard pressure containment R Electronics Interface: 9-wire polyurethane-painted aluminum J-box A Conduit Connections: No gland A Approvals: CSA (US and Canada): Class I, Div 1 E Language: English installation manual Z Calibration Options: 0.10% mass flow and 0.0005 g/cc density calibration Z Measurement Application Software: No measurement application software Z Factory Options: Standard product Endeavor 22613-01 | MICRO MOTION
MICRO MOTION 1" R200 METER | ???
MICRO MOTION 10649923 VER 1 | CMF300M355NRAAEZZZ MICRO MOTION ELITE CORIOLIS METER, 3 INCH (DN80), 316L STAINLESS STEEL 355 Process Connections: 3-inch CL150 ASME B16.5 F316/F316L Weld neck flange Raised face N Case Options: Standard pressure containment R Electronics Interface: 9-wire polyurethane-painted aluminum J-box A Conduit Connections: No gland A Approvals: CSA (US and Canada): Class I, Div 1 E Language: English installation manual Z Calibration Options: 0.10% mass flow and 0.0005 g/cc density calibration Z Measurement Application Software: No measurement application software Z Factory Options: Standard product Endeavor 22612-01 | MICRO MOTION
MICRO MOTION 10649923 VER 1* | CMF300M355NRAAEZZZ MICRO MOTION ELITE CORIOLIS METER, 3 INCH (DN80), 316L STAINLESS STEEL 355 Process Connections: 3-inch CL150 ASME B16.5 F316/F316L Weld neck flange Raised face N Case Options: Standard pressure containment R Electronics Interface: 9-wire polyurethane-painted aluminum J-box A Conduit Connections: No gland A Approvals: CSA (US and Canada): Class I, Div 1 E Language: English installation manual Z Calibration Options: 0.10% mass flow and 0.0005 g/cc density calibration Z Measurement Application Software: No measurement application software Z Factory Options: Standard product Endeavor 22612-01 | MICRO MOTION
MICRO MOTION 1700 TRANSMITTER | ???
Micro Motion 2700 | 2700R12ABAEAZZ 2700 MICRO MOTION 2700 FIELD AND INTEGRAL-MOUNT MULTIVARIABLE FLOW AND DENSITY TRANSMITTER R Mounting: 4-wire remote mount transmitter (polyurethane-painted aluminum housing)includes10 ft. [3m] 4 wire shielded PVC cable 1 Power: 18 to 100 VDC and 85 to 265 VAC; self switching 2 Display: Backlit dual line display for CSA, UL, and IIB + H2 ATEX, IECEx and NEPSI ratings A Output: One mA; one frequency; RS485 B Conduit Connections: 1/2-inch NPT - no gland A Approvals: CSA (US and Canada) E Language: English installation manual and English configuration manual A Software Options 1: Petroleum measurement Z Software Options 2: No software options 2 Z Factory Options: Standard product | MICRO MOTION
MICRO MOTION 2700 | 2700R12ABAEAZZ 2700 MICRO MOTION 2700 FIELD AND INTEGRAL-MOUNT MULTIVARIABLE FLOW AND DENSITY TRANSMITTER R Mounting: 4-wire remote mount transmitter (polyurethane-painted aluminum housing)includes10 ft. [3m] 4 wire shielded PVC cable 1 Power: 18 to 100 VDC and 85 to 265 VAC; self switching 2 Display: Backlit dual line display for CSA, UL, and IIB + H2 ATEX, IECEx and NEPSI ratings A Output: One mA; one frequency; RS485 B Conduit Connections: 1/2-inch NPT - no gland A Approvals: CSA (US and Canada) E Language: English installation manual and English configuration manual A Software Options 1: Petroleum measurement Z Software Options 2: No software options 2 Z Factory Options: Standard product | MICRO MOTION
MICRO MOTION 2700 TRANSMITTER | MICRO MOTION 2700 FIELD AND INTEGRAL-MOUNT MULTIVARIABLE FLOW AND DENSITY TRANSMITTER 2700R12ABAEAZZ | MICRO MOTION
Micro Motion 2700R | ???
MICRO MOTION 2700R12 | MICRO MOTION 2700 FIELD AND INTEGRAL-MOUNT MULTIVARIABLE FLOW AND DENSITY TRANSMITTER 2700R12ABAEAZZ | MICRO MOTION
MICRO MOTION 5700 | MICRO MOTION 5700 FIELD-MOUNT TRANSMITTER 5700R12ABAAZZZAAZZZ | MICRO MOTION
MICRO MOTION 5700 TRANSMITTER | 5700R12ABAAZZZAAAAATGMV 5700 MICRO MOTION 5700 FIELD-MOUNT TRANSMITTER R Mounting: 4-wire remote mount transmitter (polyurethane-painted aluminum housing), bracket for wall or pipe mounting, and hardware for 2'' pipe mount, includes10 ft. [3m] 4 wire shielded PVC cable 1 Power: 18 to 100 VDC and 85 to 265 VAC; self switching 2 Display: Backlit graphic display for CSA and IIB + H2 ATEX and IECEx ratings A Output Hardware Board: Configurable Outputs B Conduit Connections: 1/2-inch NPT - no gland AA Approvals: CSA (US and Canada): Class I, Division 1 Z Transmitter Option 1: Standard Z Transmitter Option 2: Standard Z Factory Options: Standard product A Output Channel A Assignment: Channel On - mA output with HART A Output Channel B Assignment: Channel On - configurable to mA out, FO, DO A Output Channel C Assignment: Channel On - configurable to mA out, FO, DO, DI A Output Channel D Assignment: Channel On - configurable to mA in, FO, DO, DI A Output Channel E Assignment: RS-485 Modbus MV Add on Option: Smart Meter Verification TG Add on Option: Instrument Tagging - customer information required (max. 24 characters) REFER TO QUOTE 9685745 VER 2 | MICRO MOTION
MICRO MOTION 5700R | 5700R12ABAAZZZZAAZA MICRO MOTION 5700 FIELD-MOUNT TRANSMITTER R Mounting: 4-wire remote mount transmitter (polyurethane-painted aluminum housing), bracket for wall or pipe mounting, and hardware for 2'' pipe mount, includes10 ft. [3m] 4 wire shielded PVC cable 1 Power: 18 to 100 VDC and 85 to 265 VAC; self switching 2 Display: Backlit graphic display for CSA and IIB + H2 ATEX and IECEx ratings A Output Hardware Board: Configurable Outputs B Conduit Connections: 1/2-inch NPT - no gland AA Approvals: CSA (US and Canada): Class I, Division 1 Z Transmitter Option 1: Standard Z Transmitter Option 2: Standard Z Factory Options: Standard product Z Output Channel A Assignment: Channel Off A Output Channel B Assignment: Channel On - configurable to mA out, FO, DO A Output Channel C Assignment: Channel On - configurable to mA out, FO, DO, DI Z Output Channel D Assignment: Channel Off A Output Channel E Assignment: RS-485 Modbus. Devon 22661-01, 22662-01 & 22663-01 | MICRO MOTION
MICRO MOTION 5700R12 | MICRO MOTION 5700 FIELD-MOUNT TRANSMITTER 5700R12ABAAZZZAAAAATGMVPS | MICRO MOTION
MICRO MOTION 5700R12ABAAZZZAAAZA | ???
MICRO MOTION CMF200 | CMF200M418N2BAEZZZ CMF200M MICRO MOTION ELITE CORIOLIS METER, 2 INCH (DN50), 316L STAINLESS STEEL 418 Process Connections: 2-inch CL150 ASME B16.5 F316/F316L Weld neck flange Raised face N Case Options: Standard pressure containment 2 Electronics Interface: 4-wire polyurethane-painted aluminum integral enhanced core processor for remote mount transmitters B Conduit Connections: 1/2-inch NPT - no gland A Approvals: CSA (US and Canada): Class I, Div 1 E Language: English installation manual Z Calibration Options: 0.10% mass flow and 0.0005 g/cc density calibration Z Measurement Application Software: No measurement application software Z Factory Options: Standard product | MICRO MOTION
MICRO MOTION CMF200M | MICRO MOTION ELITE CORIOLIS METER, 2 INCH (DN50), 316L STAINLESS STEEL CMF200M418N2BAEZZZ | MICRO MOTION
Micro Motion CMF300 | MICRO MOTION ELITE CORIOLIS METER, 3 INCH (DN80), 316L STAINLESS STEEL CMF300M355N2BAEZZZ | MICRO MOTION
MICRO MOTION CMF300 | MICRO MOTION ELITE CORIOLIS METER, 3 INCH (DN80), 316L STAINLESS STEEL CMF300M355N2BAEZZZ | MICRO MOTION
MICRO MOTION CMF300M355N2BAEZZZ | ???
MICRO MOTION CMF350 | MICRO MOTION ELITE CORIOLIS METER, 4 INCH (DN100), 316L STAINLESS STEEL CMF350M437N2BAEZZZ | MICRO MOTION
MICRO MOTION CMF400 | CMF400M435N2BAEZZZ CMF400M MICRO MOTION ELITE CORIOLIS METER, 4-6 INCH (DN100-DN150), 316L STAINLESS STEEL 435 Process Connections : 4-inch CL150 ASME B16.5 F316/F316L Weld neck flange Raised face N Case Options : Standard pressure containment 2 Electronics Interface : 4-wire polyurethane-painted aluminum integral enhanced core processor for remote mount transmitters B Conduit Connections : 1/2-inch NPT - no gland A Approvals : CSA (US and Canada): Class I, Div 1 E Language : English installation manual Z Calibration Options : 0.10% mass flow and 0.0005 g/cc density calibration Z Measurement Application Software : No measurement application software Z Factory Options : Standard product | MICRO MOTION
MICRO MOTION CMF400 CORIOLIS METER | CMF400M438N2BAEZZZ CMF400M MICRO MOTION ELITE CORIOLIS METER, 4-6 INCH (DN100-DN150), 316L STAINLESS STEEL 438 Process Connections: 4-inch CL900 ASME B16.5 F316/F316L Weld neck flange Raised face N Case Options: Standard pressure containment 2 Electronics Interface: 4-wire polyurethane-painted aluminum integral enhanced core processor for remote mount transmitters B Conduit Connections: 1/2-inch NPT - no gland A Approvals: CSA (US and Canada): Class I, Div 1 E Language: English installation manual Z Calibration Options: 0.10% mass flow and 0.0005 g/cc density calibration Z Measurement Application Software: No measurement application software Z Factory Options: Standard product REFER TO QUOTE 9685745 VER 2 | MICRO MOTION
MICRO MOTION CORIOLIS | MICRO MOTION ELITE CORIOLIS METER, 3 INCH (DN80), 316L STAINLESS STEEL CMF300M355N2BAEZZZ | MICRO MOTION
MICRO MOTION CORIOLIS METER | MICRO MOTION ELITE CORIOLIS METER, 3 INCH (DN80), 316L STAINLESS STEEL CMF300M355NRAAEZZZ CMF300M MICRO MOTION ELITE CORIOLIS METER, 3 INCH (DN80), 316L STAINLESS STEEL 355 Process Connections: 3-inch CL150 ASME B16.5 F316/F316L Weld neck flange Raised face N Case Options: Standard pressure containment R Electronics Interface: 9-wire polyurethane-painted aluminum J-box A Conduit Connections: No gland A Approvals: CSA (US and Canada): Class I, Div 1 E Language: English installation manual Z Calibration Options: 0.10% mass flow and 0.0005 g/cc density calibration Z Measurement Application Software: No measurement application software Z Factory Options: Standard product | MICRO MOTION
MICRO MOTION ELITE CORIOLIS | MICRO MOTION ELITE CORIOLIS METER, 4-6 INCH (DN100-DN150), 316L STAINLESS STEEL CMF400M435N2BAEZZZ | MICRO MOTION
MICRO MOTION METER | MICRO MOTION ELITE CORIOLIS METER, 3 INCH (DN80), 316L STAINLESS STEEL CMF300M357NRAAEZZZ | MICRO MOTION
MICRO MOTION METER 2500 | MICRO MOTION 2500 COMPACT CONTROL ROOM MULTIVARIABLE FLOW AND DENSITY TRANSMITTER 2500D3ABBAEZZZ. Stakeholder 23581-01 | MICRO MOTION
MICRO MOTION METER 3 INCH | MICRO MOTION ELITE CORIOLIS METER, 3 INCH (DN80), 316L STAINLESS STEEL CMF300M355N2BAEZZZ | MICRO MOTION
MICRO MOTION TRANSMITTER | 5700R12AB2AZZZAAZZA MICRO MOTION 5700 FIELD-MOUNT TRANSMITTER Micro Motion quote 3520806-3_SCS TECHNOLOGIES LLC_Quote_7-22-2019 | MICRO MOTION
MICRO MOTION TRANSMITTER 2700 | MICRO MOTION 2700 FIELD AND INTEGRAL-MOUNT MULTIVARIABLE FLOW AND DENSITY TRANSMITTER 2700E11ABAEZZZ | MICRO MOTION
MICRO MOTION XMITTER | ???
MICRO SWITCH | Micro Switch 311SM3-T | COMMERCIAL E
MICROCUBE ENCLOSURE | Microcube enclosure | METER ENGINE
MICROCUBE INSTALLATION | P572 Microcube unit (Prove-it not included), 12VDC or 120VAC power supply for microcube, 12x12x6 enclosure for microcube and terminals. Option for either plastic connectors matching the pinout used for PDAQ, or Military style connector matching customer pinout choice, or direct connection through the box. Installed on Prover | METER ENGINE
MICROCUBE UNIT | P572 Microcube unit (Prove-it not included), 120VAC power supply for microcube, 12x12x6 enclosure for microcube and terminals. 2ea 4 pin military style connectors from the controller | METER ENGINE
MICROLOAD | ???
MICROMOTION | ???
MICROMOTION METER | MICRO MOTION ELITE CORIOLIS METER, 4-6 INCH (DN100-DN150), 316L STAINLESS STEEL CMF400M438N2BAEZZZ CMF400M MICRO MOTION ELITE CORIOLIS METER, 4-6 INCH (DN100-DN150), 316L STAINLESS STEEL 438 Process Connections: 4-inch CL900 ASME B16.5 F316/F316L Weld neck flange Raised face N Case Options: Standard pressure containment 2 Electronics Interface: 4-wire polyurethane-painted aluminum integral enhanced core processor for remote mount transmitters B Conduit Connections: 1/2-inch NPT - no gland A Approvals: CSA (US and Canada): Class I, Div 1 E Language: English installation manual Z Calibration Options: 0.10% mass flow and 0.0005 g/cc density calibration Z Measurement Application Software: No measurement application software Z Factory Options: Standard product Qty Primary Tag Secondary Tag 1 FE -016 | MICRO MOTION
MICROMOTION TRANS | ???
MID-2405-04-04 | ADAPTER, #4 JIC X 1/4" NPT FEMALE, MIDWEST HOSE # 2405-04-04 | JM TEST SYST
MIDGET 5 BLD.BASE | ??? | JM TEST SYST
MID-JH04-2WB-04FJX-04FJX-10FT | HOSE, HYDRAULIC, 1/4" X 10', 10K PSI, MIDWEST HOSE & SPECIALTY # JH04-2WB-04FJX-04FJX-10FT
MIE-S SWITCH | ???
MIE-S SWITCH AND BASE | ???
MIL49-59-0625 | ANNULAR CUTTER 5/8" HSS HSS 1PK | ACE SPECIALT
MILEAGE | (blank) | TEX-RAY NDT
MILEAGE FOR SERVICE TRUCK | (blank) | FLOW MANAGEM
MILLER INSULATION | See Miller quote | MILLER
MINI DFLOAT | Rack, canopy & pallet, total of (10) hours @ $100.00 an hour | E.L FARMER
MINI DISPOSABLE TRAYS | mini disposable trays | THE SHERWIN
MINI HERMET SWITCH | SOR Mini-Hermet Pressure Switch Range 200-1750 PSI Overrange 2500 PSI Proof 6000 PSI Electrical Rating: 5 Amps 250 VAC, 5 Amps 30 VDC 9 = No. 9 Piston AG = Explosion Proof/Weathertight Housing, Aluminum, 1/2 In. NPT (M) Conduit with Wire Leads, IP66 EF = SPDT, Dead Band Fixed, Hermetically Sealed/Explosion Proof/Weathertight Switch Housing, Class 1, Grps. A, B, C, D, Div. 1&2, UL Listed/CSA Certified 45 = No. 45 Spring M3 = 316L SS Diaphragm/Teflon Face Seal C = 316/316LSST Process Connection 2A = 1/2 Inch NPT (F) | SLATER CONTR
MINI RELAY SOCKET | IDEC SH1B05 MINI RELAY SOCKET | SUMMIT
MINI ROLLER STICKS | mini roller sticks | THE SHERWIN
MINI ROLLER TRAY | mini Roller Tray | THE SHERWIN
MINI ROLLERS | Rollors | THE SHERWIN
MISC | 2A2AL 2.0" x 2.0" x 20.' Aluminum Perforated Angle | SPECIALTY EQ
MISC PARTS | FLEX 1/2 UA/UL GRAY SEALTITE 500 REEL | SUMMIT
MISC CHARGES | Job # 22053-01 | CLOUD AI, LL
MISC CONSUMABLE ITEMS | SkyEdge II Enhanced 1.2 system, AC Power | RIGNET
MISC ELECTRICAL PARTS | All parts on Quote# S131692752 | REXEL
MISC GASKETS, BOLTS, FITTINGS | All items per quote# Q25106700 | CITY PIPE
MISC ITEM | 1/4" MNPT PIPE PLUG | AWC, INC
MISC LABOR | Labor to remove boards and install extra supports, plate and seal weld ends of trailer | STRICKLAND
MISC LW401R12 | Arlon Greenline Tape 1X30 | CED/CAIN ELE
MISC MATERIAL | PACKING RUBBER FOR STA SLIP TYPE ADAPTER | TOMMY WHITE
MISC MATERIAL COATING | All material coating per Invoice #111138 | NORTH BASIN
MISC MATERIAL COATING 2 | All material coating per Invoice #111138 | NORTH BASIN
MISC MATERIAL/PARTS | All material/parts on invoice #238748 | TOMMY WHITE
MISC MATERIALS | PNL-EVGRN-PBR_AB PBR Evergreen Panel - 36"x1.25" BENT @ 1:12 PITCH, (45) sheets of 8' 3", total qty 371.25' SW1.25-TEK-EVGRN 12-14x1 1/4 Self driller TEK - Evergreen, qty (3) SW.875-LAP-EVGRN 1/4-14 x7/8 Lap Screw - Evergreen, qty (2) | BULLDOG STEE
MISC METAL MATERIAL | All material on Quote #5707 PNL-SADTAN-PBR_AB PBR Saddle Tan Panel - 36"x1.25"---- BEND @ 1:12 PITCH SW1.25-TEK-TN 12-14x1 1/4 Self Driller TEK - Tan SW.875-LAP-TN 1/4-14 x7/8 Lap Screw - Tan | BULLDOG STEE
MISC PART | 1/2XCLOSE CONDUIT NIPPLE RIGID GALV ANIZED | SUMMIT
MISC PART - HMI | (blank) | AWC, INC
misc parts | WIRE VNTC 18/2 OS 18AWG 2 COND SHLD-CUT | SUMMIT
MISC PARTS | WIRE VNTC 18/2 OS 18AWG 2 COND SHLD-CUT | SUMMIT
MISC PARTS ORDER# 216920 | All Parts on Order# 0216920 | SPECIALTY EQ
MISC PARTS PER SO# 296584 | Parts to include: Qty. 15 HST06T 3/8" TUBE STAUFF CLAMP Qty. 5) 1/2" BETA TUBE CLAMP S2008S Qty. 70) 1 1/2"" Tube Clamp | GT SOUTHWEST
MISC PARTS# 1 | ???
MISC PARTS#2 | ???
MISC PUMP PARTS | ???
MISC TUBE | SMLS31608035 1/2" OD X .035 WALL 316SS seamless Tubing | SPECIALTY EQ
MISC WELD FITTINGS | All material on Quote #ODE28991 | INDUSTRIAL
MISC. MATERIALS | (blank) | STEALTH PUMP
MISC1001 | KK-5057 POT LID ARM ASSEMBLY | PERMIAN COAT
MISC2 | 0103-PO-SCST Hard Hat Stickers | THE PAINT
MIXER | (blank) | ULTIMATE WEL
MIXER MOTOR BREAKER | FAZ-NA UL 489 MCB 1P 10A C CURVE SINGLE PKG, CATALOG #FAZC101NASP | ELLIOTT ELEC
MIXING PLATE | KAM SMP Static Mixing Plate with Scoop Size 6" ANSI 600 MATERIAL Carbon Steel SCOOP YES Whitewater Midstream Job# 21399 | KAM CONTROLS
MLKA3A | SIEM MLKA3A KIT 250A MAIN LUG KIT 3PH | SUMMIT
MLLA4N-UNV1 | CIP MLLA4N-UNV1 59W LT FX REF QUOTE 2002662078 LINE 280 | SUMMIT
MLLA4NUNV1EM1 | 120-277V 4' NARROW LED W/EMCY BTRY BACKUP | ELLIOTT ELEC
MM 2" 150# METER | CMF200M418N2BAEZZZWM CMF200M MICRO MOTION ELITE CORIOLIS METER, 2 INCH (DN50), 316L STAINLESS STEEL 418 Process Connections: 2-inch CL150 ASME B16.5 F316/F316L Weld neck flange Raised face N Case Options: Standard pressure containment 2 Electronics Interface: 4-wire polyurethane-painted aluminum integral enhanced core processor for remote mount transmitters B Conduit Connections: 1/2-inch NPT - no gland A Approvals: CSA (US and Canada): Class I, Div 1 E Language: English installation manual Z Calibration Options: 0.10% mass flow and 0.0005 g/cc density calibration Z Measurement Application Software: No measurement application software Z Factory Options: Standard product WM Special Tests and Certificates: Tag for US NTEP certified applications Marathon Harroun Ranch W2 | MICRO MOTION
MM 2" R200 | MICRO MOTION R-SERIES CORIOLIS METER, 2 INCH (DN50), 316L STAINLESS STEEL R200S419NCAAEZYZZ | MICRO MOTION
MM 2500 TRANSMITTER | 2500D3ABBAEZZZ 2500 MICRO MOTION 2500 COMPACT CONTROL ROOM MULTIVARIABLE FLOW AND DENSITY TRANSMITTER D Mounting: 4-wire remote 35mm DIN rail transmitter 3 Power: 19.2 to 28.8 VDC A Conduit Connections: None (for use with Mounting option code D only) B Output: One mA; two configurable IO channels; RS485 - default configuration of 2 mA, 1FO B Terminals: Screw terminals A Approvals: CSA (US and Canada) E Language: English quick reference guide and English manual Z Software Options 1: Flow and density variables (standard) Z Software Options 2: No software options 2 Z Factory Options: Standard product | MICRO MOTION
MM 2700 | MICRO MOTION 2700 FIELD AND INTEGRAL-MOUNT MULTIVARIABLE FLOW AND DENSITY TRANSMITTER 2700R12ABAEAZZ | MICRO MOTION
MM 2700 TRANSMITTER | MICRO MOTION 2700 FIELD AND INTEGRAL-MOUNT MULTIVARIABLE FLOW AND DENSITY TRANSMITTER 2700R12ABAEAZZ | MICRO MOTION
MM 2700C | 2700C12ABAEAZZ 2700 MICRO MOTION 2700 FIELD AND INTEGRAL-MOUNT MULTIVARIABLE FLOW AND DENSITY TRANSMITTER C Mounting: 9-wire remote transmitter with integral core processor (polyurethanepainted aluminum housing) includes 10 ft. [3m] CFEPS cable 1 Power: 18 to 100 VDC and 85 to 265 VAC; self switching 2 Display: Backlit dual line display for CSA, UL, and IIB + H2 ATEX, IECEx and NEPSI ratings A Output: One mA; one frequency; RS485 B Conduit Connections: 1/2-inch NPT - no gland A Approvals: CSA (US and Canada) E Language: English installation manual and English configuration manual A Software Options 1: Petroleum measurement Z Software Options 2: No software options 2 Z Factory Options: Standard product Endeavor 22116-01 | MICRO MOTION
MM 2700C12ABAEAZZ | 2700C12ABAEAZZ 2700 MICRO MOTION 2700 FIELD AND INTEGRAL-MOUNT MULTIVARIABLE FLOW AND DENSITY TRANSMITTER C Mounting: 9-wire remote transmitter with integral core processor (polyurethane-painted aluminum housing) includes 10 ft. [3m] CFEPS cable 1 Power: 18 to 100 VDC and 85 to 265 VAC; self switching 2 Display: Backlit dual line display for CSA, UL, and IIB + H2 ATEX, IECEx and NEPSI ratings A Output: One mA; one frequency; RS485 B Conduit Connections: 1/2-inch NPT - no gland A Approvals: CSA (US and Canada) E Language: English installation manual and English configuration manual A Software Options 1: Petroleum measurement Z Software Options 2: No software options 2 Z Factory Options: Standard product ENDEAVOR | MICRO MOTION
MM 2700R | 2700R12ABAEAZZ 2700 MICRO MOTION 2700 FIELD AND INTEGRAL-MOUNT MULTIVARIABLE FLOW AND DENSITY TRANSMITTER R Mounting: 4-wire remote mount transmitter (polyurethane-painted aluminum housing)includes10 ft. [3m] 4 wire shielded PVC cable 1 Power: 18 to 100 VDC and 85 to 265 VAC; self switching 2 Display: Backlit dual line display for CSA, UL, and IIB + H2 ATEX, IECEx and NEPSI ratings A Output: One mA; one frequency; RS485 B Conduit Connections: 1/2-inch NPT - no gland A Approvals: CSA (US and Canada) E Language: English installation manual and English configuration manual A Software Options 1: Petroleum measurement Z Software Options 2: No software options 2 Z Factory Options: Standard product Vermilion 21451-01 & 02 | MICRO MOTION
MM 2700R TRANSMITTER | 2700R12ABAEZWZPK 2700 MICRO MOTION 2700 FIELD AND INTEGRAL-MOUNT MULTIVARIABLE FLOW AND DENSITY TRANSMITTER R Mounting: 4-wire remote mount transmitter (polyurethane-painted aluminum housing)includes10 ft. [3m] 4 wire shielded PVC cable 1 Power: 18 to 100 VDC and 85 to 265 VAC; self switching 2 Display: Backlit dual line display for CSA, UL, and IIB + H2 ATEX, IECEx and NEPSI ratings A Output: One mA; one frequency; RS485 B Conduit Connections: 1/2-inch NPT - no gland A Approvals: CSA (US and Canada) E Language: English installation manual and English configuration manual Z Software Options 1: Flow and density variables (standard) W Software Options 2: Weights and measures custody transfer Z Factory Options: Standard product PK Add on Option: 2-inch Pipe Mount U-Bolt Kit for electronics MARATHON 20119-01, 20120-01, 20121,01 and 20122-01 | MICRO MOTION
MM 2700R12 | MICRO MOTION 2700 FIELD AND INTEGRAL-MOUNT MULTIVARIABLE FLOW AND DENSITY TRANSMITTER 2700R12ABAEZZZ 2700 MICRO MOTION 2700 FIELD AND INTEGRAL-MOUNT MULTIVARIABLE FLOW AND DENSITY TRANSMITTER R Mounting: 4-wire remote mount transmitter (polyurethane-painted aluminum housing)includes10 ft. [3m] 4 wire shielded PVC cable 1 Power: 18 to 100 VDC and 85 to 265 VAC; self switching 2 Display: Backlit dual line display for CSA, UL, and IIB + H2 ATEX, IECEx and NEPSI ratings A Output: One mA; one frequency; RS485 B Conduit Connections: 1/2-inch NPT - no gland A Approvals: CSA (US and Canada) E Language: English installation manual and English configuration manual Z Software Options 1: Flow and density variables (standard) Z Software Options 2: No software options 2 Z Factory Options: Standard product EnLink Midstream Job# 21850 | MICRO MOTION
MM 3" CMF300 | MICRO MOTION ELITE CORIOLIS METER, 3 INCH (DN80), 316L STAINLESS STEEL CMF300M355N2BAEZZZWM Yukon Exploration Frankenstein 20427-01 | MICRO MOTION
MM 4" 300# CMF300 | CMF300M426N2BAEZZZWM CMF300M MICRO MOTION ELITE CORIOLIS METER, 3 INCH (DN80), 316L STAINLESS STEEL 426 Process Connections: 4-inch CL300 ASME B16.5 F316/F316L Weld neck flange Raised face N Case Options: Standard pressure containment 2 Electronics Interface: 4-wire polyurethane-painted aluminum integral enhanced core processor for remote mount transmitters B Conduit Connections: 1/2-inch NPT - no gland A Approvals: CSA (US and Canada): Class I, Div 1 E Language: English installation manual Z Calibration Options: 0.10% mass flow and 0.0005 g/cc density calibration Z Measurement Application Software: No measurement application software Z Factory Options: Standard product WM Special Tests and Certificates: Tag for US NTEP certified applications. Marathon 22870-01 | MICRO MOTION
MM 4" METER | MICRO MOTION ELITE CORIOLIS METER, 4-6 INCH (DN100-DN150), 316L STAINLESS STEEL CMF400M435N2BAEZZZWM. Marathon Zurich Sta. 24880-01 | EMERSON PROC
MM 5700 | 5700R12ABAAZZZAAAAATGMV 5700 MICRO MOTION 5700 FIELD-MOUNT TRANSMITTER R Mounting: 4-wire remote mount transmitter (polyurethane-painted aluminum housing), bracket for wall or pipe mounting, and hardware for 2'' pipe mount, includes10 ft. [3m] 4 wire shielded PVC cable 1 Power: 18 to 100 VDC and 85 to 265 VAC; self switching 2 Display: Backlit graphic display for CSA and IIB + H2 ATEX and IECEx ratings A Output Hardware Board: Configurable Outputs B Conduit Connections: 1/2-inch NPT - no gland AA Approvals: CSA (US and Canada): Class I, Division 1 Z Transmitter Option 1: Standard Z Transmitter Option 2: Standard Z Factory Options: Standard product A Output Channel A Assignment: Channel On - mA output with HART A Output Channel B Assignment: Channel On - configurable to mA out, FO, DO A Output Channel C Assignment: Channel On - configurable to mA out, FO, DO, DI A Output Channel D Assignment: Channel On - configurable to mA in, FO, DO, DI A Output Channel E Assignment: RS-485 Modbus MV Add on Option: Smart Meter Verification TG Add on Option: Instrument Tagging - customer information required (max. 24 characters) Marathon 23991-01, 23992-01 & 23993-01 | MICRO MOTION
MM 5700 TRANSMITTER | MICRO MOTION 5700 FIELD-MOUNT TRANSMITTER 5700R12ABAAZZZAAZZA | MICRO MOTION
MM 5700 WIFI | MICRO MOTION 5700 FIELD-MOUNT TRANSMITTER 5700R1UABAAZZZAAAAAPS. Medallion 23962-01 & 23964-01. | MICRO MOTION
MM 5700C12ABAAZZZAAAAA | 5700 MICRO MOTION 5700 FIELD-MOUNT TRANSMITTER C Mounting: 9-wire remote transmitter with integrated core processor (polyurethane-painted aluminum housing), bracket for wall or pipe mounting, and hardware for 2" pipe mount, includes10 ft. [3m] 9 wire shielded CFEPS cable 1 Power: 18 to 100 VDC and 85 to 265 VAC; self switching 2 Display: Backlit graphic display for CSA and IIB + H2 ATEX and IECEx ratings A Output Hardware Board: Configurable Outputs B Conduit Connections: 1/2-inch NPT - no gland AA Approvals: CSA (US and Canada): Class I, Division 1 Z Transmitter Option 1: Standard Z Transmitter Option 2: Standard Z Factory Options: Standard product A Output Channel A Assignment: Channel On - mA output with HART A Output Channel B Assignment: Channel On - configurable to mA out, FO, DO A Output Channel C Assignment: Channel On - configurable to mA out, FO, DO, DI A Output Channel D Assignment: Channel On - configurable to mA in, FO, DO, DI A Output Channel E Assignment: RS-485 Modbus. Kinder Morgan 24970-01 Wink Skid | EMERSON PROC
MM 5700R | MICRO MOTION 5700 FIELD-MOUNT TRANSMITTER 5700R12ABAAZZZZAAAAPS 5700 MICRO MOTION 5700 FIELD-MOUNT TRANSMITTER R Mounting: 4-wire remote mount transmitter (polyurethane-painted aluminum housing), bracket for wall or pipe mounting, and hardware for 2'' pipe mount, includes10 ft. [3m] 4 wire shielded PVC cable 1 Power: 18 to 100 VDC and 85 to 265 VAC; self switching 2 Display: Backlit graphic display for CSA and IIB + H2 ATEX and IECEx ratings A Output Hardware Board: Configurable Outputs B Conduit Connections: 1/2-inch NPT - no gland AA Approvals: CSA (US and Canada): Class I, Division 1 Z Transmitter Option 1: Standard Z Transmitter Option 2: Standard Z Factory Options: Standard product Z Output Channel A Assignment: Channel Off A Output Channel B Assignment: Channel On - configurable to mA out, FO, DO A Output Channel C Assignment: Channel On - configurable to mA out, FO, DO, DI A Output Channel D Assignment: Channel On - configurable to mA in, FO, DO, DI A Output Channel E Assignment: RS-485 Modbus PS Add on Option: API Referral Software. Pioneer 23285-01 thru 23285-22 | MICRO MOTION
MM 5700R TRANS | MICRO MOTION 5700 FIELD-MOUNT TRANSMITTER 5700R12ABAAZZZAAAAATGMV. Marathon Zurich Sta. 24880-01 | EMERSON PROC
MM 5700R TRANSMITTER | 5700R1UABAAZZZAAAAAPS 5700 MICRO MOTION 5700 FIELD-MOUNT TRANSMITTER. R Mounting: 4-wire remote mount transmitter (polyurethane-painted aluminum housing), bracket for wall or pipe mounting, and hardware for 2'' pipe mount, includes10 ft. [3m] 4 wire shielded PVC cable 1 Power: 18 to 100 VDC and 85 to 265 VAC; self switching U Display: Backlit graphic display for CSA and IIB + H2 ATEX and IECEx ratings with WIFI A Output Hardware Board: Configurable Outputs B Conduit Connections: 1/2-inch NPT - no gland AA Approvals: CSA (US and Canada): Class I, Division 1 Z Transmitter Option 1: Standard Z Transmitter Option 2: Standard Z Factory Options: Standard product A Output Channel A Assignment: Channel On - mA output with HART A Output Channel B Assignment: Channel On - configurable to mA out, FO, DO A Output Channel C Assignment: Channel On - configurable to mA out, FO, DO, DI A Output Channel D Assignment: Channel On - configurable to mA in, FO, DO, DI A Output Channel E Assignment: RS-485 Modbus PS Add on Option: API Referral Software Medallion 22027-01 thru 22041-01 | MICRO MOTION
MM 5700R12 4-WIRE | 5700R12ABAAZZZZAAAAPS 5700 MICRO MOTION 5700 FIELD-MOUNT TRANSMITTER R Mounting: 4-wire remote mount transmitter (polyurethane-painted aluminum housing), bracket for wall or pipe mounting, and hardware for 2'' pipe mount, includes10 ft. [3m] 4 wire shielded PVC cable 1 Power: 18 to 100 VDC and 85 to 265 VAC; self switching 2 Display: Backlit graphic display for CSA and IIB + H2 ATEX and IECEx ratings A Output Hardware Board: Configurable Outputs B Conduit Connections: 1/2-inch NPT - no gland AA Approvals: CSA (US and Canada): Class I, Division 1 Z Transmitter Option 1: Standard Z Transmitter Option 2: Standard Z Factory Options: Standard product Z Output Channel A Assignment: Channel Off A Output Channel B Assignment: Channel On - configurable to mA out, FO, DO A Output Channel C Assignment: Channel On - configurable to mA out, FO, DO, DI A Output Channel D Assignment: Channel On - configurable to mA in, FO, DO, DI A Output Channel E Assignment: RS-485 Modbus PS Add on Option: API Referral Software. Pioneer 22429-01 & 23780-01 | MICRO MOTION
MM 5700R12ABA TRANSMITTER | 5700R12ABAAZZZAAAAATGMV 5700 MICRO MOTION 5700 FIELD-MOUNT TRANSMITTER R Mounting: 4-wire remote mount transmitter (polyurethane-painted aluminum housing), bracket for wall or pipe mounting, and hardware for 2'' pipe mount, includes10 ft. [3m] 4 wire shielded PVC cable 1 Power: 18 to 100 VDC and 85 to 265 VAC; self switching 2 Display: Backlit graphic display for CSA and IIB + H2 ATEX and IECEx ratings A Output Hardware Board: Configurable Outputs B Conduit Connections: 1/2-inch NPT - no gland AA Approvals: CSA (US and Canada): Class I, Division 1 Z Transmitter Option 1: Standard Z Transmitter Option 2: Standard Z Factory Options: Standard product A Output Channel A Assignment: Channel On - mA output with HART A Output Channel B Assignment: Channel On - configurable to mA out, FO, DO A Output Channel C Assignment: Channel On - configurable to mA out, FO, DO, DI A Output Channel D Assignment: Channel On - configurable to mA in, FO, DO, DI A Output Channel E Assignment: RS-485 Modbus MV Add on Option: Smart Meter Verification TG Add on Option: Instrument Tagging - customer information required (max. 24 characters) TAG# UE-3615 & UE3616 Marathon 21443-01 | MICRO MOTION
MM 5700R12ABAAZZZAAAAATGMV | 5700 MICRO MOTION 5700 FIELD-MOUNT TRANSMITTER R Mounting: 4-wire remote mount transmitter (polyurethane-painted aluminum housing), bracket for wall or pipe mounting, and hardware for 2'' pipe mount, includes10 ft. [3m] 4 wire shielded PVC cable 1 Power: 18 to 100 VDC and 85 to 265 VAC; self switching 2 Display: Backlit graphic display for CSA and IIB + H2 ATEX and IECEx ratings A Output Hardware Board: Configurable Outputs B Conduit Connections: 1/2-inch NPT - no gland AA Approvals: CSA (US and Canada): Class I, Division 1 Z Transmitter Option 1: Standard Z Transmitter Option 2: Standard Z Factory Options: Standard product A Output Channel A Assignment: Channel On - mA output with HART A Output Channel B Assignment: Channel On - configurable to mA out, FO, DO A Output Channel C Assignment: Channel On - configurable to mA out, FO, DO, DI A Output Channel D Assignment: Channel On - configurable to mA in, FO, DO, DI A Output Channel E Assignment: RS-485 Modbus MV Add on Option: Smart Meter Verification TG Add on Option: Instrument Tagging - customer information required (max. 24 characters). | EMERSON PROC
MM 5700R1U | MICRO MOTION 5700 FIELD-MOUNT TRANSMITTER R Mounting: 4-wire remote mount transmitter (polyurethane-painted aluminum housing), bracket for wall or pipe mounting, and hardware for 2'' pipe mount, includes10 ft. [3m] 4 wire shielded PVC cable 1 Power: 18 to 100 VDC and 85 to 265 VAC; self switching U Display: Backlit graphic display for CSA and IIB + H2 ATEX and IECEx ratings with WIFI A Output Hardware Board: Configurable Outputs B Conduit Connections: 1/2-inch NPT - no gland AA Approvals: CSA (US and Canada): Class I, Division 1 Z Transmitter Option 1: Standard Z Transmitter Option 2: Standard Z Factory Options: Standard product A Output Channel A Assignment: Channel On - mA output with HART A Output Channel B Assignment: Channel On - configurable to mA out, FO, DO A Output Channel C Assignment: Channel On - configurable to mA out, FO, DO, DI A Output Channel D Assignment: Channel On - configurable to mA in, FO, DO, DI A Output Channel E Assignment: RS-485 Modbus PS Add on Option: API Referral Software. Medallion 2024 LACTS | EMERSON PROC
MM AMENDMENT | MMAMENDMENT ORDER AMENDMENT CHARGE | MICRO MOTION
MM CMF200 | CMF200M418N2BAEZZZ CMF200M MICRO MOTION ELITE CORIOLIS METER, 2 INCH (DN50), 316L STAINLESS STEEL 418 Process Connections: 2-inch CL150 ASME B16.5 F316/F316L Weld neck flange Raised face N Case Options: Standard pressure containment 2 Electronics Interface: 4-wire polyurethane-painted aluminum integral enhanced core processor for remote mount transmitters B Conduit Connections: 1/2-inch NPT - no gland A Approvals: CSA (US and Canada): Class I, Div 1 E Language: English installation manual Z Calibration Options: 0.10% mass flow and 0.0005 g/cc density calibration Z Measurement Application Software: No measurement application software Z Factory Options: Standard product Vermilion 21451-01 & 02 | MICRO MOTION
MM CMF200 METER | CMF200M418N2BAEZZZ CMF200M MICRO MOTION ELITE CORIOLIS METER, 2 INCH (DN50), 316L STAINLESS STEEL 418 Process Connections: 2-inch CL150 ASME B16.5 F316/F316L Weld neck flange Raised face N Case Options: Standard pressure containment 2 Electronics Interface: 4-wire polyurethane-painted aluminum integral enhanced core processor for remote mount transmitters B Conduit Connections: 1/2-inch NPT - no gland A Approvals: CSA (US and Canada): Class I, Div 1 E Language: English installation manual Z Calibration Options: 0.10% mass flow and 0.0005 g/cc density calibration Z Measurement Application Software: No measurement application software Z Factory Options: Standard product | MICRO MOTION
MM CMF200M | MICRO MOTION ELITE CORIOLIS METER, 2 INCH (DN50), 316L STAINLESS STEEL CMF200M418N2BAEZZZWM CMF200M MICRO MOTION ELITE CORIOLIS METER, 2 INCH (DN50), 316L STAINLESS STEEL 418 Process Connections: 2-inch CL150 ASME B16.5 F316/F316L Weld neck flange Raised face N Case Options: Standard pressure containment 2 Electronics Interface: 4-wire polyurethane-painted aluminum integral enhanced core processor for remote mount transmitters B Conduit Connections: 1/2-inch NPT - no gland A Approvals: CSA (US and Canada): Class I, Div 1 E Language: English installation manual Z Calibration Options: 0.10% mass flow and 0.0005 g/cc density calibration Z Measurement Application Software: No measurement application software Z Factory Options: Standard product WM Special Tests and Certificates: Tag for US NTEP certified applications. Canes Midstream 23202-01 | MICRO MOTION
MM CMF300 | MICRO MOTION ELITE CORIOLIS METER, 3 INCH (DN80), 316L STAINLESS STEEL CMF300M355N2BAEZZZ CMF300M MICRO MOTION ELITE CORIOLIS METER, 3 INCH (DN80), 316L STAINLESS STEEL 355 Process Connections: 3-inch CL150 ASME B16.5 F316/F316L Weld neck flange Raised face N Case Options: Standard pressure containment 2 Electronics Interface: 4-wire polyurethane-painted aluminum integral enhanced core processor for remote mount transmitters B Conduit Connections: 1/2-inch NPT - no gland A Approvals: CSA (US and Canada): Class I, Div 1 E Language: English installation manual Z Calibration Options: 0.10% mass flow and 0.0005 g/cc density calibration Z Measurement Application Software: No measurement application software Z Factory Options: Standard product. Pioneer 23285-01 thru 23285-22 | MICRO MOTION
MM CMF300 METER | CMF300M355N2BAEZZZ CMF300M MICRO MOTION ELITE CORIOLIS METER, 3 INCH (DN80), 316L STAINLESS STEEL 355 Process Connections: 3-inch CL150 ASME B16.5 F316/F316L Weld neck flange Raised face N Case Options: Standard pressure containment 2 Electronics Interface: 4-wire polyurethane-painted aluminum integral enhanced core processor for remote mount transmitters B Conduit Connections: 1/2-inch NPT - no gland A Approvals: CSA (US and Canada): Class I, Div 1 E Language: English installation manual Z Calibration Options: 0.10% mass flow and 0.0005 g/cc density calibration Z Measurement Application Software: No measurement application software Z Factory Options: Standard product Medallion 22027-01 thru 22041-01 | MICRO MOTION
MM CMF300355NRAAEZZZ | CMF300M355NRAAEZZZ MICRO MOTION ELITE CORIOLIS METER, 3 INCH (DN80), 316L STAINLESS STEEL 355 Process Connections: 3-inch CL150 ASME B16.5 F316/F316L Weld neck flange Raised face N Case Options: Standard pressure containment R Electronics Interface: 9-wire polyurethane-painted aluminum Jbox A Conduit Connections: No gland A Approvals: CSA (US and Canada): Class I, Div 1 E Language: English installation manual Z Calibration Options: 0.10% mass flow and 0.0005 g/cc density calibration Z Measurement Application Software: No measurement application software Z Factory Options: Standard product ENDEAVOR 21699-01 & 21700-01 | MICRO MOTION
MM CMF300M | CMF300M355N2BAEZZZ CMF300M MICRO MOTION ELITE CORIOLIS METER, 3 INCH (DN80), 316L STAINLESS STEEL 355 Process Connections: 3-inch CL150 ASME B16.5 F316/F316L Weld neck flange Raised face N Case Options: Standard pressure containment 2 Electronics Interface: 4-wire polyurethane-painted aluminum integral enhanced core processor for remote mount transmitters B Conduit Connections: 1/2-inch NPT - no gland A Approvals: CSA (US and Canada): Class I, Div 1 E Language: English installation manual Z Calibration Options: 0.10% mass flow and 0.0005 g/cc density calibration Z Measurement Application Software: No measurement application software Z Factory Options: Standard product. Medallion 2024 LACTS | EMERSON PROC
MM CMF300M METER | CMF300M355N2BAEZZZ CMF300M MICRO MOTION ELITE CORIOLIS METER, 3 INCH (DN80), 316L STAINLESS STEEL 355 Process Connections: 3-inch CL150 ASME B16.5 F316/F316L Weld neck flange Raised face N Case Options: Standard pressure containment 2 Electronics Interface: 4-wire polyurethane-painted aluminum integral enhanced core processor for remote mount transmitters B Conduit Connections: 1/2-inch NPT - no gland A Approvals: CSA (US and Canada): Class I, Div 1 E Language: English installation manual Z Calibration Options: 0.10% mass flow and 0.0005 g/cc density calibration Z Measurement Application Software: No measurement application software Z Factory Options: Standard product. Pioneer 22429-01 & 23780-01 | MICRO MOTION
MM CMF300M355N2BAEZZZ | MF300M MICRO MOTION ELITE CORIOLIS METER, 3 INCH (DN80), 316L STAINLESS STEEL 355 Process Connections: 3-inch CL150 ASME B16.5 F316/F316L Weld neck flange Raised face N Case Options: Standard pressure containment 2 Electronics Interface: 4-wire polyurethane-painted aluminum integral enhanced core processor for remote mount transmitters B Conduit Connections: 1/2-inch NPT - no gland A Approvals: CSA (US and Canada): Class I, Div 1 E Language: English installation manual Z Calibration Options: 0.10% mass flow and 0.0005 g/cc density calibration Z Measurement Application Software: No measurement application software Z Factory Options: Standard product. | EMERSON PROC
MM CMF300M355NRAAEZZZ | CMF300M355NRAAEZZZ MICRO MOTION ELITE CORIOLIS METER, 3 INCH (DN80), 316L STAINLESS STEEL 355 Process Connections: 3-inch CL150 ASME B16.5 F316/F316L Weld neck flange Raised face N Case Options: Standard pressure containment R Electronics Interface: 9-wire polyurethane-painted aluminum Jbox A Conduit Connections: No gland A Approvals: CSA (US and Canada): Class I, Div 1 E Language: English installation manual Z Calibration Options: 0.10% mass flow and 0.0005 g/cc density calibration Z Measurement Application Software: No measurement application software Z Factory Options: Standard product ENDEAVOR 20501-01 | MICRO MOTION
MM CMF350 4" 300# METER | CMF350M436N2BAEZZZ CMF350M MICRO MOTION ELITE CORIOLIS METER, 4 INCH (DN100), 316L STAINLESS STEEL 436 Process Connections: 4-inch CL300 ASME B16.5 F316/F316L Weld neck flange Raised face N Case Options: Standard pressure containment 2 Electronics Interface: 4-wire polyurethane-painted aluminum integral enhanced core processor for remote mount transmitters B Conduit Connections: 1/2-inch NPT - no gland A Approvals: CSA (US and Canada): Class I, Div 1 E Language: English installation manual Z Calibration Options: 0.10% mass flow and 0.0005 g/cc density calibration Z Measurement Application Software: No measurement application software Z Factory Options: Standard product Marathon 21194-01 | MICRO MOTION
MM CMF400 | MICRO MOTION ELITE CORIOLIS METER, 4-6 INCH (DN100-DN150), 316L STAINLESS STEEL CMF400M438N2BAEZZZ CMF400M MICRO MOTION ELITE CORIOLIS METER, 4-6 INCH (DN100-DN150), 316L STAINLESS STEEL 438 Process Connections: 4-inch CL900 ASME B16.5 F316/F316L Weld neck flange Raised face N Case Options: Standard pressure containment 2 Electronics Interface: 4-wire polyurethane-painted aluminum integral enhanced core processor for remote mount transmitters B Conduit Connections: 1/2-inch NPT - no gland A Approvals: CSA (US and Canada): Class I, Div 1 E Language: English installation manual Z Calibration Options: 0.10% mass flow and 0.0005 g/cc density calibration Z Measurement Application Software: No measurement application software Z Factory Options: Standard product WHITEWATER 20517 & 20518 | MICRO MOTION
MM CMF400 METER | CMF400M435N2BAE2ZZ CMF400M MICRO MOTION ELITE CORIOLIS METER, 4-6 INCH (DN100-DN150), 316L STAINLESS STEEL 435 Process Connections: 4-inch CL150 ASME B16.5 F316/F316L Weld neck flange Raised face N Case Options: Standard pressure containment 2 Electronics Interface: 4-wire polyurethane-painted aluminum integral enhanced core processor for remote mount transmitters B Conduit Connections: 1/2-inch NPT - no gland A Approvals: CSA (US and Canada): Class I, Div 1 E Language: English installation manual 2 Calibration Options: 0.05% mass flow and 0.0005 g/cc density calibration Z Measurement Application Software: No measurement application software Z Factory Options: Standard product Marathon 21443-01 | MICRO MOTION
MM CMF400M | ???
MM CMF400M436NRAAEZZZ | CMF400M MICRO MOTION ELITE CORIOLIS METER, 4-6 INCH (DN100-DN150), 316L STAINLESS STEEL 436 Process Connections: 4-inch CL300 ASME B16.5 F316/F316L Weld neck flange Raised face N Case Options: Standard pressure containment R Electronics Interface: 9-wire polyurethane-painted aluminum J-box A Conduit Connections: No gland A Approvals: CSA (US and Canada): Class I, Div 1 E Language: English installation manual Z Calibration Options: 0.10% mass flow and 0.0005 g/cc density calibration Z Measurement Application Software: No measurement application software Z Factory Options: Standard product. Kinder Morgan 24970-01 Wink Skid | EMERSON PROC
MM CMFS150 | ???
MM CMFS150 METER | ???
MM CORIOLIS METER | MICRO MOTION ELITE CORIOLIS METER, 3 INCH (DN80), 316L STAINLESS STEEL CMF300M355N2BAEZZZ | MICRO MOTION
MM ELITE CORIOLIS METER | MICRO MOTION ELITE CORIOLIS METER, 3 INCH (DN80), 316L STAINLESS STEEL CMF300M355N2BAEZZZ | MICRO MOTION
MM FORK DENSITY METER | ???
MM METER | MICRO MOTION ELITE CORIOLIS METER, 2 INCH (DN50), 316L STAINLESS STEEL CMF200M418N2BAEZZZ | MICRO MOTION
MM TRANSMITTER | MICRO MOTION 2700 FIELD AND INTEGRAL-MOUNT MULTIVARIABLE FLOW AND DENSITY TRANSMITTER 2700R12ABAEAZZ | MICRO MOTION
MM5700 | 5700R12ABAAZZZAAAZA | MICRO MOTION
MMCANCEL | ???
MMEXP | ???
MMM350E3466 | MMM350E3466 3M 35 ORNG-3/4X66FT CODE TAPE | DEALERS
MMM35BE3466 | MMM35BE3466 3M 35 BLUE-3/4X66FT CODE TAPE | DEALERS
MMM35BN3466 | MMM35BN3466 3M 35 BRWN-3/4X66FT CODE TAPE | DEALERS
MMM35GN3466 | MMM35GN3466 3M 35GREEN-3/4X66FT CODE TAPE | DEALERS
MMM35GY3466 | 3M 35 GRAY-3/4X66FT CODE TAPE | DEALERS
MMM35RD3466 | MMM35RD3466 3M 35 RED-3/4X66FT CODE TAPE | DEALERS
MMM35WE3466 | MMM35WE3466 3M 35 WHTE-3/4X66FT CODE TAPE | DEALERS
MMMDT8 | MMMDT8 3M DT8IW DUCT TAPE | DEALERS
MMVW01AF14N2 | 1IN 150# FLGD SS BODY 316L CONE DP TAPS MCCROMETER V-CONE FLOWMETER, 1IN 150#RF FLANGED SCH 80 SS BODY WITH S304.L COUPLING, CONE: S316/L STAINLESS STEEL, 1 SET OF 1/4IN FNPT 3000# DP TAPS | EADS DISTRIB
MMX12C1C0101 | MMX12C1C0101 HYDROPLEX MINMAX DUMP VALVE, 3/8" TUNGSTEN CARBIDE DISC, CS BODY, 1" FNPT CONNECTION, PC BUNA-N SEAL, ASSEMBLED AND TESTED TO X0600-PS024-EPB UPDATE SYSTEMS 24VDC SMART STEP ACTUATOR, CLASS 1 DIV 2, FAIL CLOSE, MODULATING, SUPER CAP | HATFIELD AND
MMX12C4C0101-H1/VTM2H-35M1-F-BB-XP | MiniMax 1” Dump Valve 3/8” TC Trim 1” NPT Connections CS Body and Connections Ethylene Propylene Diene Monomer Seals High H2S Configuration 11 MM 17-4 PH H900 Stem VTM2H-35M1-F-BB-XP V-Tork Electric Actuator Size 2H MI Modulating 4-20mA 24VDC Battery Backup Failsafe ATEX Explosion Proof Enclosure Push Handle Manual Override 17MM Output Drive 17MM X 11MM Insert | AGI INDUSTR
MOBILE BEIGE | 5 gallon kits of High Solids Plains Mobile Beige | THE SHERWIN
MODBUS I/O BOARD: 71021743 | ???
MODEL 100 FLOW INDICATOR | ???
MODEL 10017DR71M14 | • CUSTOM 1 X 100HP 3PH/60HZ/460VAC VFD MOTOR STARTER (146 AMP @ 460VAC), 1 X 3HP 3PH/60HZ/460VAC VFD MOTOR STARTER (6 AMP @ 460VAC) WITH BRANCH CIRCUIT PROTECTION, 1 X 9 AMP 3PH/60HZ/460VAC CONTACTOR WITH BRANCH CIRCUIT PROTECTION (CONDENSATE PUMP) COMBINATION (35KA MCCB WITH THRU-THE-DOOR OPERATOR, LOCKABLE AND RESETTABLE) IN A NEMA 3R STEEL WALL MOUNTABLE FAN VENTILATED ENCLOSURE. • 120VAC AND 24VDC CONTROL POWER WITH PRIMARY / SECONDARY FUSE PROTECTION • 2 X PANEL MOUNTED HMI KEYPADS • 2 X ILLUMINATED GREEN 3-POSITION "HAND-RUN / OFF / AUTO-RUN" PILOT LIGHT / SELECTOR SWITCH 22MM • 2 X ILLUMINATED YELLOW "FAULT / FAULT RESET" PILOT LIGHT / PUSHBUTTON 22MM • 1 X E-STOP OPERATOR • 1 X UNDERVOLTAGE / OVERVOLTAGE PROTECTION RELAY 480VAC • LOT OF GROUND LUGS, TERMINALS, INTERNAL WIRING, WIRE TAGS, PANDUIT AND NAMEPLATES AS REQUIRED • FACTORY TESTED BEFORE SHIPPING • ACCOMMODATIONS FOR CUSTOMER CONNECTED FIELD DEVICES • ACCOMMODATIONS FOR PLC INTERCONNECTIONS | HOUSTON MOTO
MODEL 10017DR71M24-HAR | • CUSTOM 1 X 100HP 3PH/60HZ/460VAC VFD MOTOR STARTER (146 AMP @ 460VAC) WITH HARMONIC FILTER KIT, 2 X 3HP 3PH/60HZ/460VAC VFD MOTOR STARTERS (6 AMP @ 460VAC) WITH BRANCH CIRCUIT PROTECTION, 1 X 9 AMP 3PH/60HZ/460VAC CONTACTOR WITH BRANCH CIRCUIT PROTECTION (CONDENSATE PUMP) COMBINATION (35KA MCCB WITH THRU-THE-DOOR OPERATOR, LOCKABLE AND RESETTABLE) IN A NEMA 3R STEEL WALL MOUNTABLE FAN VENTILATED ENCLOSURE. • 120VAC AND 24VDC CONTROL POWER WITH PRIMARY / SECONDARY FUSE PROTECTION • 3 X PANEL MOUNTED HMI KEYPADS • 3 X ILLUMINATED GREEN 3-POSITION "HAND-RUN / OFF / AUTO-RUN" PILOT LIGHT / SELECTOR SWITCH 22MM • 3 X ILLUMINATED YELLOW "FAULT / FAULT RESET" PILOT LIGHT / PUSHBUTTON 22MM • 1 X E-STOP OPERATOR • 1 X UNDERVOLTAGE / OVERVOLTAGE PROTECTION RELAY 480VAC • LOT OF GROUND LUGS, TERMINALS, INTERNAL WIRING, WIRE TAGS, PANDUIT AND NAMEPLATES AS REQUIRED • FACTORY TESTED BEFORE SHIPPING • ACCOMMODATIONS FOR PLC INTERCONNECTIONS | HOUSTON MOTO
MODEL 10036ET3E405TS-W22 | • 100HP MOTOR, 3600RPM, 3/60/460, 112A, INSULATION CLASS F, 1.25 SERVICE FACTOR, NEMA PREMIUM EFFICIENCY DESIGN B, CW/CCW ROTATION, 405TS FRAME | HOUSTON MOTO
MODEL 82XX ABB GAS CHROMATOGRAPH | Model 82xx Gas Chromatograph Tag Number: Model Number 8206A-75A-65A-95A-1DC-72B-73BBK-74BBF-96A46C-46E-2GI-3HV-10A-17BP-2DR-55F-52J-57D-56D-61C-62E-64D66A-6900-91A-92A 8206 - Model designation, NGC 8206 75A - None (2 train) A - C/US, CSA Cert, Class I, Div 1, Grp BCD, XP 1DC - Nomenclature Unit Drawing,NGC8200 Class I, DIV 1, Groups B, C, D C/US, 24V 72B - Carrier selection, Helium 73BBK - Train BBK. C6+. C3. IC4. NC4. Neo-C5. IC5. NC5. 74BBF - Train BBF. C3+. N2. C1. CO2. C2=. C2. 96A - Aluminum for NGC 2GI - Flash Application Set, without tubes, NGC/PGC, STD pick 3HV - Config File, Std,C6+, 4 Stream, 1 CAL, W/NGC I/F on COMM2 & COMM1, NGC8206 17BP - Termination Board Kit, with USB Client, with USB Host, with Ethernet 2DR - Enclosure assembly, RFI/EMI 55F - External PCCU Mounting Option, USB local with flameproof housing Includes: part number 2102438-001 52J - Cable, USB (16 foot) 57D - Analytical Module without GC Module 24 VDC, No metrology, DBPV 56D - Digital controller electronics and display completed assembly (NGC8206) 61C - Feed Thru, with preheat, 24 volt 62E - Gas Chromatograph Manufacturing Test Certificate 64D - SD Card, 1 GB | SOUTHERN PET
MODEL 82XX GAS CHROMATOGRAPH | Per Quote #2021079WTJD, include Gas Chromatograph Manufacturing Test Certificate | SOUTHERN PET
MODEL LV-11843 | • 100HP MOTOR, 3600RPM, 3/60/460, 112A, INSULATION CLASS F, 1.25 SERVICE FACTOR, NEMA PREMIUM EFFICIENCY DESIGN B, CW/CCW ROTATION, 405TS FRAME, WINDING RTDS, INSULATED BEARINGS | HOUSTON MOTO
MODEL PLCC-IDEC | • CUSTOM 1 X IDEC PLC IN A NEMA 4X 304 STAINLESS STEEL WALL MOUNTABLE ENCLOSURE (FOR USE IN CLASS I DIVISION II GROUPS B, C & D ENVIRONMENTS). • 1 X PANEL MOUNTED IDEC HMI TOUCHSCREEN WITH SHADE AIDE COVER • 1 X ALLEN BRADLEY POWER SUPPLY WITH 24VDC INPUT • LOT OF GROUND LUGS, TERMINALS, INTERNAL WIRING, WIRE TAGS, PANDUIT AND NAMEPLATES AS REQUIRED • FACTORY TESTED BEFORE SHIPPING • ACCOMMODATIONS FOR CUSTOMER CONNECTED FIELD DEVICES • PLC PROGRAMMING TBD • PROGRAMMING PRICE IS NOT INCLUDED IN THIS QUOTE | HOUSTON MOTO
MODEL:CD100AI-400-6A111Y-PEO | Model:CD100AI-400-6A111Y-PEO Cast Iron Pump End, 4.00" Impeller T.6A Buna/Carbon Washer/Ceramic Seat Mechanical Seal | ROSEMOUNT, I
MODEL-CHANGE-3 | RMT-OSV-MODEL-CHANGE-3 Model # Change after Production Complete Expected Ship Date: 04-May-2022 Shipping Terms: Inco2020: CPT : Shakopee,,MN,USA Freight Terms: Collect Acct#: 374485415 UOM: Each US ECCN / ECN: | PRICE PUMP
MODIFIED PIPE SPOOLS PER P.M. | (blank) | ULTIMATE WEL
MODIFIED PUMP LINE FROM 3 TO 4" | (blank) | ULTIMATE WEL
MODIFY PIPE | modify pipe at SCS yard, 84 hrs total, split between 3 skids | ULTIMATE WEL
MODIFY PIPE AT SCS YARD | (blank) | ULTIMATE WEL
MODIFY PIPE SPOOL | (blank) | ULTIMATE WEL
MODIFY SAND FILTER PIPE SPOOL | (blank) | ULTIMATE WEL
MODIFY SAND FILTER PIPING | (blank) | ULTIMATE WEL
MODIFY SCS PART# 08-41000 | MODIFY EXISTING 4" 150# FRANKLIN #D711‐ 201 MOV TO HANDWHEEL OPERATED REMOVING GEAR / ACTUATOR TO BE RETURNED | MIDSTREAM VA
MODIFY SPOOL | Modify meter spools with one hole 45° | ULTIMATE WEL
MODIFY SPOOLS | Drove to location to modify spools | ULTIMATE WEL
MODS | INSTALLATION OF DE & NDE INSULATED BEARINGS OF A TOSHIBA STOCK MOTOR UNVERIFIED LEAD TIME FOR INSULATED BEARING MODIFICATIONS WOULD BE APPROXIMATELY 1-2 WEEKS ARO. THIS IS THE PRICE IF TOSHIBA DID THE MODIFICATIONS. | DYKMAN ELEC
MODULE | External heartbeat watchdog module for power contr | AWC, INC
MODULE BASE | ABPC 1734-TB MODULE BASE W/REMO CC | THE REYNOLDS
MOMS MEALS ELEC ORDER | All material per Quote# 5058493-00 | DEALERS
MONITOR | BW GAS ALERT MAX XT MONITOR | THE PAINT
MOTHER BOARD | VCK00003 VALVCON MOTHER BOARD ADC (150-600 lb-in) Replacement Control Board UP model no | VANZANDT CON
MOTOR | MOTOR: BALDOR MODEL L5023T 1HP 1800RPM 143T SINGLE PHASE, EXPLOSION PROOF | BASIN ENGINE
MOTOR & BASEPLATE ONLY | Motor & Baseplate only for Ruhrpumpen 2x3-13 Pump | ZONE INDUST
MOTOR = 2.125 | Motor = 2.125 RAPTOR #015624 | MOTION INDUS
MOTOR = 2.375 | Motor = 2.375 RAPTOR #015669 | MOTION INDUS
MOTOR 75HP | BE75-36-365TS Motor - Electric Motor 75HP 3600RPM Motor - Electric Motor 75HP 3600RPM 365TS Frame EISA Compliant | BASIN ENGINE
MOTOR ADAPTER | NEMA 56C motor adapter Battalion Job# 21418 | FLUID-O-TECH
MOTOR AND COUPLING | Weg Motor and Coupling | ZONE INDUST
MOTOR BASE SKID | (blank) | ULTIMATE WEL
MOTOR COVER DRILL & TAPP | (blank) | KARNS MACHIN
MOTOR DRIVE | ???
MOTOR HUB = 1.375 | Motor Hub = 1.375 RAPTOR #015573 | MOTION INDUS
MOTOR HUB = 3.375 | Motor Hub = 3.375 RAPTOR #015730 | MOTION INDUS
MOTOR KEY | 3/4" X 3/4" X 5" MOTOR KEY | STEALTH PUMP
MOTOR ONLY | BE1-18-143T1PH Motor - Electric Motor 1HP 1800RPM 143T Frame 1PH | BASIN ENGINE
MOTOR ONLY 20HP | WEG 20HP1800 RPM PREMIUM EFFICIENCY 4P 254/6T 3PH 230/460/380 V 60/50 HZ IC411 TEFC FOOT MOUNTED | STEALTH PUMP
MOTOR ONLY 3PH 480V | BE1-18-143T Motor - 1HP 1800RPM 143T Frame 3 Phase | BASIN ENGINE
MOTOR RECONDITION | Mechanical recondition of Motor | BRANDON & CL
MOTOR REPAIR | (blank) | ZONE INDUST
MOTOR SAVER | ???
MOTOR TESTING | (blank) | ZONE INDUST
MOTOR VALVE | EUA 130 SMT-D SINGLE ACTING MOTOR VALVE 300# W.P. DUCTILE, PRESSURE TO CLOSE | CONTROL EQUI
MOTOR, CS/CD DRIVE | MOTOR, CS/CD DRIVES 9A-50142307700 | CAMERON MEAS
MOTOR/PUMP | ??? | VIKING PUMP
MOTOR/PUMP 2 | ???
MOTOR: 00718XT3E213TC | 1800 7.50HP 3/60/208-230/460 2-3 Week Delivery ARO Marathon Pegasus 21825-03
MOUNT CONNECTOR | 4 pin female panel mount connector | COMMERCIAL E
MOUNT/DISMOUNT | (blank) | LOVINGTON
MOUNTING BLOCKS | Mounting Blocks | KARNS MACHIN
MOUNTING BRACKET | P/N 17615 Mounting Bracket | PYROMATION
MOUNTING BRACKET KIT | MOUNTING BRACKET KIT, FLAT 2" 304SS M1244JA-A | GK TECHSTAR
MOUNTING PADS | Add mounting pads to each cooler frame for externally mounted, SCS supplied, Expansion Tank assembly | HUDSON
MOUNTING PLANE | MOUNTING PANEL 0600H600W ZINC WM MOUNTING PLANE | AWC, INC
MOUNTING PLATE | Quote # 0239397382 charge back to moms meals | GRAYBAR
MOV | 6" X 6" 600# WKM 370D6 BALL VALVE, 2 PIECE TRUNNION RAISED FACED FLANGED ENDS, FULL PORT, 1500 PSI MOP, 1477 MOP AT MAX. TEMP., TRIM 24-YRF-24, CARBON STEEL BODY, CARBON STEEL/1 MIL ENP BALL, CARBON STEEL/1 MIL ENP STEM, CARBON STEEL SEAT, NYLON SEAT SEAL, HNBR SEALS, LESS GEAR WITH MOUNTING PLATE, NACE, API 607, API 6D, API 598, TEMP RATING -20F TO +250F, LONG PATTERN MODIFICATIONS:NONE ACTUATOR: BETTIS EM830F-30-C7-02-700 ELECTRIC ACTUATOR (700 = (2) WIRE CONTROL RELAY 24VDC COIL/ ENERGIZE COIL FOR CW, 115VAC, NEMA 4 & 7, 30 SECOND OPERATION TIME, MAX TORQUE IS 10,000 INCH LBS) COMPLETE WITH HARDWARE. ASSEMBLED AND CYCLED ON TO THE 6",600# WKM BALL VALVE. *SIZING BASED ON USING CURRENT MANUFACTURER'S PUBLISHED TORQUE'S WITH AN 25% ADDED SAFETY FACTOR* WKM/370D6 | CI ACTUATION
MOV 6" 150# BALL VALVE | VALVE: BV 6X6 RF WKM 370D6 150 24YRF24 LG LP VALVE, BALL, TRUNNION, 6 IN (150 MM) X 6 IN (150 MM), FLANGED RAISED FACE, WKM, 370D6, ANSI 150 (20 PN), 290 PSI (20 BAR) MOP, 245 PSI (17 BAR) MOP AT MAX TEMP, TRIM 24-YRF-24, CARBON STEEL BODY, CARBON STEEL/1MIL ENP BALL, CARBON STEEL/1MIL ENP STEM, CARBON STEEL SEAT, NYLON SEAT SEAL, HNBR SEALS, LESS GEAR, API 607, API 6D, API 598, -20 F (-29 C) - +250 F (+121 C), LONG PATTERN NACE ACTUATOR: LIMITORQUE L120-10-5-1800-WG-02 (48:1) ELECTRIC ACTUATOR, 24 RPM, XP-CL 1, DIV 2, GRPS C & D, 460/3/60 VAC, BASIC INTEGRAL CONTROLS (BIC), CS CONTROL STATION, CONTROL TRANSFORMER, 24VDC RELAY BOARD, DRIVE 1 TORQUE BASE, BORE AND KEYED TORQUE NUT, ADAPTATION, MOUNTED/TESTED. OPERATING TIME: APPROX. 30 SECONDS WKM/ LIMITORQUE 3-4 WEEKS 1 $12,321.00 $12,321.00 Subtotal Marathon 23406 | MIDSTREAM VA
MP21865 WOODRUFF KEY SS | MP21865 WOODRUFF KEY SS #2 1/2X3/32 ***Allow 7-10 business days ARO | KNIGHTEN MAC
MP22131 DRIVE SLEEVE SS | MP22131 DRIVE SLEEVE SS 5/8 ***Allow 7-10 business days ARO | KNIGHTEN MAC
MP22133 SPRING HOLDER SS | MP22133 SPRING HOLDER SS ***Allow 7-10 business days ARO | KNIGHTEN MAC
MP22272 SEAL ASSY. T2100 | MP22272 SEAL ASSY. T2100 VITON ***Allow 7-10 business days ARO | KNIGHTEN MAC
MP23002 CLAMP ASY., SS | MP23002 CLAMP ASY., SS ***Allow 7-10 business days ARO | KNIGHTEN MAC
MP27665 GASKET | MP27665 GASKET, HOUSING SER60 ***Allow 7-10 business days ARO | KNIGHTEN MAC
MPF15-CS-T-FFG-L-100 | 4" TRANS-FLO SERIES, MODEL MPF15-CS, MULTI PORT, BALL VALVE, 150#RF, T-PORT, CS BODY, SST TRIM, TFM SEATS AND STEM SEALS, GRAPHITE BODY SEALS | VANZANDT CON
MPF15-CS-T-FFG-L-100 DIVERT | MPF15-CS-T-FFG-L-100/XEM4400 4" FLO-TITE MULTI PORT SERIES , MODEL MPF15 MULTI PORT 150 FLANGED, T-PORT, CS BODY, SS TRIM, TFM SEATS AND STEM SEALS, 50/50 BODY SEALS, MOUNTED TO A TRIAC XEM 4400 IN.LB EXPLOSION PROOF 120 VAC ELECTRIC ACTUATOR, ON/OFF, 2 AUX. & 2 TORQUE SWITCHES, 4-20 MA MODULATING CONTROL, NEMA 4, 4X, 7 & 9, VISUAL INDICATOR, HEATER/THERMOSTAT, HANDWHEEL OVERINDE, MOUNTING BRACKET & COUPLER FULLY ASSEMBLED AND TESTED $4965.00 EA. / 5-7 DAYS ARO | VANZANDT CON
MPW65-3-U065 | MPW65-3-U065 Manual Motor Protector, 50.0-65.0A | SUMMIT
MS20S4-H1203-0400ZI | MMERSION HEATER, 2" STL PLUG, 400W 120V 1PH, IMMERSION 12", (1).315 INCOLOY 840 ELEMENTS, NEMA 4 ENCLOSURE, 0-100F SPST ADJUSTABLE PROCESS T-STAT | COMMERCIAL E
MS25043-14D | 14 Series Dust Caps | COMMERCIAL E
MS-25043-14D | 4 Pin Female Panel mount conn | COMMERCIAL E
MS25043-14D DUST CAPS | (blank) | SWAGELOK WES
MS25043-14D DUST CAPS | (blank) | SWAGELOK WES
MS-3057-6A | MS-3057-6A 14 series clamp | SWAGELOK WES
MS3057-6WB BACKSHELL | MS3057-6WB BACKSHELL | SWAGELOK WES
MS3101A14S-2S | MS3101A14S-2S | SWAGELOK WES
MS3101A14S-2S CONNECTOR | MS3101A14S-2S CONNECTOR | SWAGELOK WES
MS3102-14S-2S | (blank) | DUREX
MS3102A-14S-2S | (blank) | COMMERCIAL E
MS-3102A-14S-2S | 4 pin female panel mount connector | COMMERCIAL E
MS3102A-14S-5S | 5 pin female panel mount connector | COMMERCIAL E
MS3106A14S-2P | MS3106A14S-2P | GDL INDUSTRI
MS3106A-14S-2P | MS3106A-14S-2P 4 pin male cable-end | ANIXTER POWE
MS3106A14S-2P CONNECTOR | MS3106A14S-2P CONNECTOR | GDL INDUSTRI
MS-8HR-SEMINAR | 8 HR Certified Essential Tube Fitting Installation and Tube Bending Training | COMMERCIAL E
MSA-475369-SCST | BL86739 - White Full Brim - SCS Technologies | COMMERCIAL E
MSARE12 | ??? | COMMERCIAL E
MS-BTB-RENTALMB6200 | Bench top bender rental SN MB6200 | COMMERCIAL E
MS-FSTOOLS-KIT1 | FS TUBE BENDER KIT | ANIXTER POWE
MS-HTB.4T | HAND TUBE BENDER, 1/4" OD, 9/16" BEND RADIUS | GDL INDUSTRI
MS-HTB-8 | HAND TUBE BENDER 1/2 W/ 1' 1/2" BEND RADIUS | THE PAINT
MSNH2560ABH | MAKERS MSNH2560ABH POWDER COATED BRONZE 2 3/8IN OD TENON TOP AASHTO 2009 - 90 MPH 19 EPA MAXIMUM
MSP S2 | 3RV2031-4WB10 | SUMMIT
MS-PTS-250 | Pipe Thread Sealant | E & I SALES
MSSK10 | MSSK10 | ELLIOTT ELEC
MT 1 3/4" SS SHAFT SLEEVE | (blank) | ODESSA PUMPS
MT 8" SS IMPELLER | (blank) | ODESSA PUMPS
MT SERVICES | (blank) | TEX-RAY NDT
MT0050A | SIEM MT0050A CONTROL TRANSFORMER,50VA,240/480-120V. Pioneer LACTS | SUMMIT
MT0250A | SIEM MT0250A CONTROL TRANSFORMER,250VA,240/480-120V | SUMMIT
MT0500A | SIEM MT0500A CONTROL TRANSFORMER,500VA,240/480-120V | SUMMIT
MT48-40-4515 | 8"X42T METAL CUTTING BLADE | MALCOM SUPPL
MTG BRKT | MTG BRKT,S40-43 5"-8"F07-12 ZN 400500-706005AX | MIDSTREAM VA
MTL7706+ | BARRIER ANALOG HIGH LVL INPUT 4/20 | ELLIOTT ELEC
MTL7767+ | 2CH 15V+VE 100OHM | ELLIOTT ELEC
MTR | (blank) | FRANKLIN VAL
MTRS | MTRs | SLATER CONTR
MTRS & CERTIFICATION | MTRs and Certification | VINSON PROCE
MTW18STRD500 | MTW #18 STR RED 500' | ELLIOTT ELEC
MULTI OIL BLUE 3IN-10FT | MULTI OIL BLUE 3IN-10FT 3MP 3MP 3in-10ft PP/GG 3in C/S MNPT Ends | HOSE OF SOUT
MULTI OIL BLUE 4IN-10FT | MULTI OIL BLUE 4IN-10FT 4MP4MP 4in-10ft PP/GG 4in C/S MNPT Ends | HOSE OF SOUT
MULTI OIL BLUE 4IN-15FT | 4in-15ft PP/GG 4in MP X 4in TTMA FLANGE BOTTOM LOADING HOSE | HOSE OF SOUT
MULTI OIL BLUE 6IN-10FT | MULTI OIL BLUE 6IN-10FT 6MP 6MP 6in-10ft PP/GG 6in C/S MNPT Ends | HOSE OF SOUT
MULTILINGUAL CAPABILITY | In addition to English, the following languages are to be enabled. Modules Spanish | HOSE OF SOUT
MULTIPLE PARTS | ??? | HOSE OF SOUT
MULTI-VAPOR YELLOW 2 X10FT | G210532300050_F Multi-Vapor Yellow 2 X10FT 2 MP X 2 FLG Multi-Vapor GCH EN13765:2010-type1-wp 5bar-30/+80 PP- vapor QUARTER AND YEAR MARKING Polyester PVC coated Yellow PHKC-CC-MALE THREAD 2" NPT PHKC-CCC-FLOAT ASA 150-2"-50MMYellow 2" PP/SS 5BAR | EHS INSIGHT
MULTI-VAPOR YELLOW 3 X10FT | G210512100080_F Multi-Vapor Yellow 3 X10FT 3 MP X 3 FLG Multi-Vapor Yellow 3" PP/GG 5BAR GCH 5bar-PP- VAPOR- EN13765:2018 TYPE1 -30/80 C. QUARTER AND YEAR MARKING Yellow Polyester PVC coated PHKC-CC-MALE THREAD 3" NPT PHKC-CCC-FLOAT ASA 150-3"-80MM
MULTIVARIABLE TRANSMITTER | Rosemount MultiVariable Transmitter 4088A3P12A6R2A121AC12K5Q4 | ROSEMOUNT, I
MURPHY SWICHGAGE | Murphy Swichgage | STEALTH PUMP
MURPHY VS2 VIBRATION SWITCH | MURPHY VS2 VIBRATION SWITCH | ODESSA PUMPS
MUSTANG LIQUID SAMPLE PUMP ELECTRIC120VAC | PART NUMBER: 201386CLASS 1 DIVISION 1, GROUP D RATED, 120VACINCLUDES:* ELECTRIC PUMP- 120VAC* MANUAL BYPASS AND PURGE* MOUNTED IN SS INSULATED ENCLOSURE* MODEL 91 FILTER COALESCING FILTER FOR UPSTREAM* BACKPRESSURE REGULATOR FOR DOWNSTREAM* INLET AND OUTLET PRESSURE GAUGES* ISOLATION AND BYPASS VALVESREFER TO QUOTE 18105 REV B, LINE 11 | CHEROKEE M&C
MUSTANG MOD ANALYZER DIST PANELW/2REG ENCL&FITTING | PART NUMBER: 16306SUPPLIED WITH:2EA. OUTLET REGULATORS & 0-30 PSIG GAUGES1 EA. INLET GAUGE 0-200 PSIG2 STREAMS BLOCKED** INCLUDES HEATED INSULATED CABINET & TUBE FITTINGSREFER TO QUOTE 18105 REV B, LINE 12 | CHEROKEE M&C
MUSTANG NGL VAPORIZER JR 120V | PART NUMBER: 28414DUAL PID CONTROLLEDMUSTANG PRESSURE REGULATING VAPORIZER SAMPLING SYSTEM JR.STAINLESS STEEL HEATED ENCLOSURE SUPPLIED WITH:1 EA. SINGLE PATH VAPORIZER W/CONTROLLER1 EA. HEATED REGULATOR W/CONTROLLER1 EA. OUTLET GAUGE ON HEATED REGULATOR1 EA. MANUAL REGULATOR ON INLET TO VAPORIZER1 EA. SPEED LOOP ON VAPORIZER WITH PRESSURE GAUGE AND ISOLATION VALVE.1 EA. RELIEF VALVE.1 EA. X-P SWITCH EXTERNAL.W/FILTER W/ SHUTDOWNREFER TO QUOTE 18105 REV B, LINE 10 | CHEROKEE M&C
MVP 1" 150# X 1" 150# AG TRV | ANDERSON GREENWOOD (81PS1NS8A8A‐4) 1" 150# X 1" 150# AG TRV Set @ 275 psig Marathon 21443-01 | MIDSTREAM VA
MVP 1" 800# GATE VALVE | 1" 800# DSI GATE VALVE A105 BODY, TRIM 8, SW ENDS, BB‐OS&Y/ BC, NACE FIG# 4111‐A8‐18 Marathon 21443-01 | MIDSTREAM VA
MVP 1" NPT FXF 3000# BALL VALVE | VALVE, BALL, FLOATING, 1 IN (25 MM) X 1 IN (25 MM), B138‐CS‐43‐CS FIGURE NUMBER, THREADED END (FXF), WKM, 310C5, 3000 PSI (206 BAR) MOP, 3000 PSI (206 BAR) MOP AT MAX TEMP, CARBON STEEL BODY, CARBON STEEL/CHR PLATED BALL, CARBON STEEL/ZINC PLATED STEM, ACETAL PLASTIC SEAT, WRENCH WITH LOCK DEVICE LESS LOCK, API 607, B16.34, ‐20 F (‐29 C) ‐ +220 F (+104 C), ADJUSTABLE STEM PACKING Marathon 21194-01 | MIDSTREAM VA
MVP 1.5" FLO-TITE BALL VALVE | 1 1/2" FLO‐TITE, FULL‐FLO SERIES, MODEL F150‐SS, FULL PORT, 2PC., 150 FLANGED, FIRE SAFE, SS BODY, SS TRIM, TFM SEATS, GRAPHITE SEALS, LEVER HANDLE Marathon 21443-01 | MIDSTREAM VA
MVP 1/2" NEEDLE | 1/2" Needle Valve, 6000 PSI, MNPT x FNPT, 316SS Body, Delrin Seats, Teflon Packing AGCO H1VDS-44Q. Plains 23599-01 | MIDSTREAM VA
MVP 10" 150# BPC MOV | S41 10" CS,316,17-4,RTFE/SILI" Bray HPBFV ANSI Class 150. Lug Style. Body: ASTM A216 Gr WCB Carbon Steel Disc: ASTM A351 Gr CF8M Stainless Steel Stem: 17-4PH Stainless Steel Seat: RTFE with Silicone Rubber Energizer BRAY 411000-11001466 ACTUATOR LIMITORQUE QX-3 ELECTRIC ACTUATOR, XP, 460/3/60, MODULATING (4-20MA INPUT) CONTROLS, OA BOARD, APT (4-20MA OUTPUT) FEEDBACK, FACTORY NEW OPERATING TIME: 15-60 SECONDS (ADJUSTABLE). Plains 23599-01 | MIDSTREAM VA
MVP 10" 150# CHECK | 10" 150# RF FP SWING CHECK VALVE, WCB BODY, TRIM 8, BOLTED COVER, GRAPHITE GASKETS, API-594 DSI 137X. Plains 23599-01 | MIDSTREAM VA
MVP 10" 150# DB&B MOV | 10" ANSI 150# Franklin DuraSeal Valve, Fig.#D711. Viton slip seals & trim, A216 WCB Body with Chrome ID, A216 WCB Plug with ENP, A350 LF2 Bonnet and Lower Plate, A536 DI Slips, Raised Face Flanged End, 301 Gear Operator & DTR Assembly ACTUATOR LIMITORQUE MXB-10 ELECTRIC ACTUATOR, XP, 3/60/460VAC, STD CONTROLS (OA CONTACTS / 24VDC UPS), B4 BASE, ADAPTATION, MOUNT/TEST. Plains 23599-01 | MIDSTREAM VA
MVP 10" 150# MOV | 10" 150# RF FP GATE VALVE, WCB BODY, TRIM 8 NACE, BOLTED BONNET OS&Y, API-600 WARREN 1155-8N-624 ACTUATOR LIMITORQUE MXB-20 ELECTRIC ACTUATOR, XP, 3/60/460VAC, STD CONTROLS (OA CONTACTS / 24VDC UPS), A1 THRUST BASE, ADAPTATION, MOUNT/TEST. Plains 23599-01 | MIDSTREAM VA
MVP 16" 150# MOV | 16" 150# RF FP GATE VALVE, WCB BODY, TRIM 8 NACE, BOLTED BONNET OS&Y, GEAR OP, API-600 WARREN 1155G-8N-624 ACTUATOR LIMITORQUE MXB-10 / V1 ELECTRIC ACTUATOR W/ BEVEL GEAR, XP, 3/60/460VAC, STD CONTROLS (OA CONTACTS / 24VDC UPS), B4 BASE, ADAPTATION, MOUNT/TEST. Plains 23599-01 | MIDSTREAM VA
MVP 1X1-150# AG | Anderson Greenwood PN: 81PS1NS8A8A-4 1" 150# x 1" 150# Safety Relief Valve Set @ 275PSI. Marathon Zurich Sta. 24880-01 | MIDSTREAM VA
MVP 2" 150# BALON UNI FREEZE BV | 2" 150# BALON UNI FREEZE BALL VALVES FULL PORT, CS X SS, NACE, RF ENDS FIG# 2F‐F13N‐RF‐UNI | MIDSTREAM VA
MVP 2" 150# DB&B | 2" ANSI 150# Franklin DuraSeal Valve, Fig.#D711. Viton slip seals & trim, A216 WCB Body with Chrome ID, A350 LF2 Plug with ENP, A350 LF2 Bonnet and Lower Plate, A536 DI Slips, Raised Face Flanged End, 100 Handwheel Operator & DTR Assembly. Plains 23599-01 | MIDSTREAM VA
MVP 2" 150# MOV | VALVE: 2" 150 DYNAFLO WAFER 570 CONTROL VALVE, LCC BODY, MR0175/ISO15156 NACE COMPLIANT, SINGLE PTFE V-RING PACKING, CG8M/CRPL BALL MATERIAL, SQUARE SHAFT CONNECTION, S20910 SHAFT MATERIAL, STANDARD BALL SEAL DESIGN, PTFE SEAL, S17400/CPTFE BEARING MATERIAL, FORWARD FLOW DIRECTION, -50 TO +450 DEG F, CV @ 90DEG OPEN: 112, VI SHUT OFF CLASS, STANDARD DFPS-01 PAINT ACTUATOR: LIMITORQUE QX-1-B4 ELECTRIC ACTUATOR, 120/1/60, B4 BASE, NONINTRUSIVE, MODULATING (4-20MA INPUT) CONTROLS, LCD SCREEN, OA BOARD, APT (4-20MA OUTPUT) FEEDBACK, FACTORY NEW. OPERATING TIME: 5-20 SECONDS (ADJUSTABLE) Stakeholder 22150-01 & 22152-01 | MIDSTREAM VA
MVP 2" 150# WARREN BALL | 2" 150# WARREN WCB RTFE FP BALL FIRE SAFE RF 6155FS-TR ORYX 20739-01 | MIDSTREAM VA
MVP 2" 150# WARREN CHECK | 2" 150# WARREN A105N/8 NACE BC SWING CK RF 3155F ORYX 20739-01 | MIDSTREAM VA
MVP 3" 600# FISHER MOV | 3" 600 RF FISHER "ET" CONTROL VALVE, CS BODY, 3-7/16" =% SST TRIM, METAL SEAT, TFE PKG, SUB-ASSEMBLY ONLY. W/ ANTI ROTATION DEVICE & ADAPTION ACTUATOR: LIMITORQUE (REMANUFACTURED) MXA-05-26-A1-1PH ELECTRIC ACTUATOR, MODULATING CONTROLS, 120/1/60 , OA CONTACTS, 24VDC UPS INPUT, APT 4-20 mA in / out, MOUNT/SET. FAIL LAST Marathon 22163-01 | MIDSTREAM VA
MVP 3" FLOW-TITE MOV | MPF15-CS-T-FFG-N-080 3" FLO-TITE, TRANS-FLO SERIES, MODEL MPF15-CS, FULL PORT, MULTI PORT, 150 FLANGED, T-PORT, CS BODY, SS TRIM, TFM SEATS AND STEM SEALS, GRAPHITE BODY SEALS, BARE STEM ACTUATOR: VALVCON LADC-SERIES BACK-UP POWERED ELECTRIC ACTUATOR, ENCLOSURE: WEATHERTIGHT & EXPLOSION PROOF TORQUE: 3000 LB-IN BOARD OPTNS: UNIVERSAL BOARD W/SLA BATTERY BACK-UP, OTHER OPTIONS: 22mm FEMALE SQUARE OUTPUT, OPERATING VOLTAGE: UNIVERSAL POWER Marathon 22163-01 | MIDSTREAM VA
MVP 4" 150# CVS W/ LIMITORQUE | VALVE: CVS V-100 (4") LCC Body w/ Mod. Stem, FACTORY NEW, SUB ASSY ONLY. BREAKOUT TORQUE FOR 285 PSID SHUTOFF = 750 INCH POUNDS ACTUATOR: LIMITORQUE QX-1 QTR-TURN ELECTRIC ACTUATOR, XP, 480/3/60, STANDARD NON-INTRUSIVE CONTROLS, OA CONTACTS, APT (4-20mA FEEDBACK), B4 BASE, FACTORY NEW, MOUNT/SET. OPERATING TIME: 5-20 SECONDS (ADJUSTABLE) ORYX 20739-01 | MIDSTREAM VA
MVP 4" 150# DAN EX | 4" 150# RF FIG. 271 DAN EX REDUCED PORT PLUG VALVE STD MATERIALS OF CONSTRUCTION TRIM/SLIP: VITON/VITON ADAPTED FOR DIRECT MOUNTED ACTUATOR FA10 FACTORY WHITE COATING FACTORY NEW WITH HYDROSTATIC TEST CERTIFICATE PER API 6D. ORIENTATION 11 with actuator: LIMITORQUE L120 ELECTRIC ACTUATOR, XP, 3/60/460VAC, STD CONTROLS (OA CONTACTS / 120VAC Control Voltage), THREADED STEM NUT, MOUNT/SET. SafeRack 21506 & 21507 | MIDSTREAM VA
MVP 4" 150# WKM MOV | VALVE: BV 4X4 RF WKM 370D6 150 24YRF24 WHP LP NACE VALVE, BALL, TRUNNION, 4 IN (100 MM) X 4 IN (100 MM), FLANGED RAISED FACE, WKM, 370D6, ANSI 150 (20 PN), 290 PSI (20 BAR) MOP, 245 PSI (17 BAR) MOP AT MAX TEMP, TRIM 24-YRF-24, CARBON STEEL BODY, CARBON STEEL/1MIL ENP BALL, CARBON STEEL/1MIL ENP STEM, CARBON STEEL SEAT, NYLON SEAT SEAL, HNBR SEALS, WRNCH HEAD WITH PIPE, WITH LOCK DEVICE LESS LOCK, API 607, API 6D, API 598, -20 F (-29 C) - +250 F (+121 C), LONG PATTERN, NACE ACTUATOR: LIMITORQUE L120-10-7.5-1800-WG-02 (48:1) ELECTRIC ACTUATOR, 50 RPM, XP-CL 1, DIV 2, GRPS C & D, 460/3/60 VAC, BASIC INTEGRAL CONTROLS (BIC), CS CONTROL STATION, CONTROL TRANSFORMER, 24VDC RELAY BOARD, DRIVE 1 TORQUE BASE, BORE AND KEYED TORQUE NUT, ADAPTATION, MOUNTED/TESTED. OPERATING WD: 17-499-0553-3 TIME: APPROX. 14 SECONDS. Marathon Tornado 24896-01 | MIDSTREAM VA
MVP 4" 300# BALL | VALVE, BALL, TRUNNION, 4 IN (100 MM) X 4 IN (100 MM), FLANGED RAISED FACE, WKM, 370D6, ANSI 300 (50 PN), 750 PSI (52 BAR) MOP, 717 PSI (49 BAR) MOP AT MAX TEMP, TRIM 24‐TFF‐23, CARBON STEEL BODY, 316 SS/CF8M BALL, 316 SS STEM, 316 SS/CF8M SEAT, MODIFIED TFE SEAT SEAL, HIGH FLUORINE FLUOROELASTOMER SEALS, WRENCH HEAD WITH PIPE WITH LOCK DEVICE LESS LOCK, API 607, API 6D, API 598, 0 F (‐18 C) ‐ +350 F (+177 C), LONG PATTERN – NACE Marathon 21194-01 | MIDSTREAM VA
MVP 6" 150# DAN-EX DB&B | 6" 150# RF FIG. 271A DAN‐EX REDUCED PORT PLUG VALVE STD. MATERIALS OF CONSTRUCTION SLIP/TRIM: VITON/VITON GEAR OPERATED FACTORY WHITE COATING FACTORY NEW WITH HYDROSTATIC TEST CERTIFICATE PER API 6D. ORIENTATION 11 | MIDSTREAM VA
MVP 6" 150# FISHER BPC VALVE | VALVE: (NEW) 6" 150 RF FISHER V150 VEEBALL CONTROL VALVE, CS BODY, SST BALL, TCM BALL SEAL, TFE PKG, KEYED SHAFT, NACE, SUB‐ASSEMBLY ONLY. (NEW) ACTUATOR: REXA ‐ X3R2500‐90‐C‐P‐C2 230/240V Single Phase | MIDSTREAM VA
MVP 6" 150# FRANKLIN DBB | 6" ANSI 150# Franklin DuraSeal Valve, Fig.#D711. Viton slip seals & trim, A216 WCB Body with Chrome ID, Plug with ENP, Bonnet, Lower Plate, A536 DI Slips RFFE, 300 Handwheel Operator, NACE & SS DTR Assembly. ORYX 20739-01 | MIDSTREAM VA
MVP 6" 150# WARREN CHECK | 6" 150# WARREN WCB/316 TR BC SWING CHECK NACE RF API 6D VITON SEAT-SEALS 3155-6IVVR6D ORYX 20739-01 | MIDSTREAM VA
MVP 6" 150# WARREN GATE | 6" 150# WARREN WCB/8N BB OS&Y GATE NACE RF 1155-8N-624 ORYX 20739-01 | MIDSTREAM VA
MVP 6" 150# WARREN W/ACTUATOR | VALVE: 6" 150# WARREN WCB/8N BB OS&Y GATE NACE RF 1155-8N-624 ACTUATOR: LIMITORQUE MXA-10-A1-52 ELECTRIC ACTUATOR, XP, 480/3/60, STANDARD NON-INTRUSIVE CONTROLS, OA CONTACTS, A1 BASE, FACTORY NEW, MOUNT/SET. OPERATING TIME:APPROX. 37 SECONDS | MIDSTREAM VA
MVP 6" 150# WHEATLEY CHECK | 06” ANSI 150# RF, TOM WHEATLEY, FIGURE #55, SWING CHECK VALVE, BOLTED BONNET, A193 GRADE B7 BOLTS, A194 GRADE 2H NUTS, A216 GR. WCC BODY, 316SS CLAPPER, INTEGRAL BODY SEAT, VITON‐A SEALS. API‐6D MONOGRAMMED & MEETS EDITION 2002 OF NACE, MR‐0175. P/N: 9D‐510‐75168‐01 | MIDSTREAM VA
MVP 6" 150# WKM BV MOV | VALVE: BV 6X6 RF WKM 370D6 150 24YRF24 LG LP VALVE, BALL, TRUNNION, 6 IN (150 MM) X 6 IN (150 MM), FLANGED RAISED FACE, WKM, 370D6, ANSI 150 (20 PN), 290 PSI (20 BAR) MOP, 245 PSI (17 BAR) MOP AT MAX TEMP, TRIM 24-YRF-24, CARBON STEEL BODY, CARBON STEEL/1MIL ENP BALL, CARBON STEEL/1MIL ENP STEM, CARBON STEEL SEAT, NYLON SEAT SEAL, HNBR SEALS, LESS GEAR, API 607, API 6D, API 598, -20 F (-29 C) - +250 F (+121 C), LONG PATTERN NACE ACTUATOR: LIMITORQUE L120-10-7.5-1800-WG-02 (48:1) ELECTRIC ACTUATOR, 50 RPM, XP-CL 1, DIV 2, GRPS C & D, 460/3/60 VAC, BASIC INTEGRAL CONTROLS (BIC), CS CONTROL STATION, CONTROL TRANSFORMER, 24VDC RELAY BOARD, DRIVE 1 TORQUE BASE, BORE AND KEYED TORQUE NUT, ADAPTATION, MOUNTED/TESTED. OPERATING TIME: APPROX. 14 SECONDS. | MIDSTREAM VA
MVP 6" 150# WKM ESD VALVE | VALVE: BV 6X6 RF WKM 370D6 150 24YRF24 LG LP VALVE, BALL, TRUNNION, 6 IN (150 MM) X 6 IN (150 MM), FLANGED RAISED FACE, WKM, 370D6, ANSI 150 (20 PN), 290 PSI (20 BAR) MOP, 245 PSI (17 BAR) MOP AT MAX TEMP, TRIM 24‐YRF‐24, CARBON STEEL BODY, CARBON STEEL/1MIL ENP BALL, CARBON STEEL/1MIL ENP STEM, CARBON STEEL SEAT, NYLON SEAT SEAL, HNBR SEALS, LESS GEAR, API 607, API 6D, API 598, ‐20 F (‐29 C) ‐ +250 F (+121 C), LONG PATTERN NACE ACTUATOR: EIM P4N1‐8 Electric Actuator, 0.05 HP, 480V VAC Motor, M2CP Integral Controls, 30 SEC, Local and remote operation, 321 Ft/lbs available torque, Non‐Thrust Application, Max Stem Acceptance 1.13, FA10 Mounting Base, and Blank Stem Nut. Unit Approx. Weight 100 Lbs Includes: 4‐Train. w/ IP RELAY ****SETUP FOR FAIL CLOSE ON LOSS OF 24VDC CONTROL SIGNAL**** Marathon 21443-01 | MIDSTREAM VA
MVP 6" 150# WKM X LTL120 | VALVE, BALL, TRUNNION, 6 IN (150 MM) X 6 IN (150 MM), FLANGED RAISED FACE, WKM, 370D6, ANSI 150 (20 PN), 290 PSI (20 BAR) MOP, 245 PSI (17 BAR) MOP AT MAX TEMP, TRIM 24‐YRF‐24, CARBON STEEL BODY, CARBON STEEL/1MIL ENP BALL, CARBON STEEL/1MIL ENP STEM, CARBON STEEL SEAT, NYLON SEAT SEAL, HNBR SEALS, LESS GEAR, API 607, API 6D, API 598, ‐20 F (‐29 C) ‐ +250 F (+121 C), LONG PATTERN NACE ACTUATOR: LIMITORQUE L120‐10‐5‐1800 ELECTRIC ACTUATOR W/ WORM GEAR, 3/60/460VAC, BASIC INTEGRAL CONTROLS (BIC), CS CONTROL STATION, 24VDC RELAY, MOUNT/SET OPERATING TIME: ~30 SEC Marathon Mean Green 21895-01 | MIDSTREAM VA
MVP 6" 150# WKM X LTL120 MBW | VALVE, BALL, TRUNNION, 6 IN (150 MM) X 6 IN (150 MM), FLANGED RAISED FACE, WKM, 370D6, ANSI 150 (20 PN), 290 PSI (20 BAR) MOP, 245 PSI (17 BAR) MOP AT MAX TEMP, TRIM 24‐YRF‐24, CARBON STEEL BODY, CARBON STEEL/1MIL ENP BALL, CARBON STEEL/1MIL ENP STEM, CARBON STEEL SEAT, NYLON SEAT SEAL, HNBR SEALS, LESS GEAR, API 607, API 6D, API 598, ‐20 F (‐29 C) ‐ +250 F (+121 C), LONG PATTERN NACE ACTUATOR: LIMITORQUE L120‐10‐5‐1800 ELECTRIC ACTUATOR W/ WORM GEAR, 3/60/460VAC, BASIC INTEGRAL CONTROLS (BIC), CS CONTROL STATION, 24VDC RELAY, MOUNT/SET OPERATING TIME: ~30 SEC Marathon Boll Weevil 21896-01 | MIDSTREAM VA
MVP 6" 300# BRODIE BPCV | BRODIE BV60A06CDC7A1AAB 6" 300# BV60 BACK‐PRESSURE CONTROL, CARBON STEEL BODY, STAINLESS STEEL HOOKUPS & PILOTS, TEFLON/VITON‐F, 150‐350# SPRING RANGE, W/ MILL TEST REPORTS. Marathon 22870-01 | MIDSTREAM VA
MVP 6" 300# DANEX DBB | 6" 300# RF FIG. 273 DAN‐EX REDUCED PORT PLUG VALVE STD. MATERIAL OF CONSTRUCTION SEAL/SLIP: VITON/VITON GEAR OPERATED (6:1 GEAR) COATING SYSTEM C0 FACTORY WHITE COATING FACTORY NEW WITH HYDROSTATIC TEST CERTIFICATE PER API 6D ORIENTATION: 11. Marathon 22870-01 | MIDSTREAM VA
MVP 6" 300# MOV FRANKLIN | 6" ANSI 300# Franklin DuraSeal Valve, Fig.#D721. Viton GF Slip Seals and Trim, A216 WCB Body with Chrome ID, A216 WCB Plug with ENP, A350 LF2 Bonnet and Lower Plate, A536 DI Slips, Raised Face Flanged End, 301 Gear Operator, and KM DTR Type B Assembly, Nace Bolting, FA10 Motor Adapter. ACTUATOR: LIMITORQUE L120-10-5-1800 ELECTRIC ACTUATOR, XP, 480/3/60, 37 RPM, CLAMSHELL CONTROLS, REV LIGHTS CS, DPDT TORQUE SWITCH, FACTORY NEW, MOUNT/SET, WIRED TO KINDER MORGAN W/D: ES-E113, OP TIME: APPROX. 32 SECONDS. Kinder Morgan 24970-01 Wink Skid | MIDSTREAM VA
MVP 6" 300# NEWCO CHECK | NEWCO 33F-CB4/2-NC 6” 300# SWING CHECK VALVE, RF, BB, API 594, WCB TRIM 12 NACE. Kinder Morgan 24970-01 Wink Skid | MIDSTREAM VA
MVP 6" 300# NEWCO GATE | 6” 300# Newco RF Wedge Gate Valve, Trim 12 Nace, HWO, FIG. 13FCB4/ 2-NC. Kinder Morgan 24970-01 Wink Skid | MIDSTREAM VA
MVP 6" 300# NEWCO GATE MOV | 6” 300# Newco RF Wedge Gate Valve, Trim 12 Nace, HWO, FIG. 13FCB4/ 2-NC ACTUATOR: LIMITORQUE L120-10-7.5-1800 ELECTRIC ACTUATOR, XP, 480/3/60, 50 RPM, CLAMSHELL CONTROLS, REV LIGHTS CS, DPDT TORQUE SWITCH, DRIVE 2 THRUST BASE, FACTORY NEW, MOUNT/SET, WIRED TO KINDER MORGAN W/D: ES-E113, OP TIME: APPROX. 38 SECONDS. Kinder Morgan 24970-01 Wink Skid | MIDSTREAM VA
MVP 6" 300# PBV SCV | Valve Swing Check PBV P800 Series 6.00 Inch Integral Seat CL 300 FP RF WCC Body SS Trim Viton GF Seat Viton GF Seal API 6D NACE Firesafe PBV P‐830‐11‐2236‐YY. Marathon 22870-01 | MIDSTREAM VA
MVP 6" 300# WKM BV | VALVE, BALL, TRUNNION, 6 IN (150 MM) X 6 IN (150 MM), FLANGED RAISED FACE, WKM, 370D6, ANSI 300 (50 PN), 750 PSI (52 BAR) MOP, 740 PSI (51 BAR) MOP AT MAX TEMP, TRIM 24 ‐YRF‐24, CARBON STEEL BODY, CARBON STEEL/1MIL ENP BALL, CARBON STEEL/1MIL ENP STEM, CARBON STEEL SEAT, NYLON SEAT SEAL, HNBR SEALS, WORM GEAR OPERATOR WITH LOCK DEVICE LESS LOCK, API 607, API 6D, API 598, ‐20 F (‐29 C) ‐ +250 F (+121 C), LONG PATTERN – NACE. Marathon 22870-01 | MIDSTREAM VA
MVP 6" 300# WKM MOV BV | VALVE, BALL, TRUNNION, 6 IN (150 MM) X 6 IN (150 MM), FLANGED RAISED FACE, WKM, 370D6, ANSI 300 (50 PN), 750 PSI (52 BAR) MOP, 740 PSI (51 BAR) MOP AT MAX TEMP, TRIM 24 ‐YRF‐24, CARBON STEEL BODY, CARBON STEEL/1MIL ENP BALL, CARBON STEEL/1MIL ENP STEM, CARBON STEEL SEAT, NYLON SEAT SEAL, HNBR SEALS, WORM GEAR OPERATOR WITH LOCK DEVICE LESS LOCK, API 607, API 6D, API 598, ‐20 F (‐29 C) ‐ +250 F (+121 C), LONG PATTERN – NACE ACTUATOR LIMITORQUE QX‐4 ELECTRIC ACTUATOR, XP, 3/60/460VAC, STD CONTROLS (OA CONTACTS / 24VDC UPS), ADAPTION, MOUNT/SET. Marathon 22870-01 | MIDSTREAM VA
MVP 6" WKM MOV LIMITORQUE | VALVE: BV 6X6 RF WKM 370D6 150 24YRF24 LG LP VALVE, BALL, TRUNNION, 6 IN (150 MM) X 6 IN (150 MM), FLANGED RAISED FACE, WKM, 370D6, ANSI 150 (20 PN), 290 PSI (20 BAR) MOP, 245 PSI (17 BAR) MOP AT MAX TEMP, TRIM 24-YRF-24, CARBON STEEL BODY, CARBON STEEL/1MIL ENP BALL, CARBON STEEL/1MIL ENP STEM, CARBON STEEL SEAT, NYLON SEAT SEAL, HNBR SEALS, LESS GEAR, API 607, API 6D, API 598, -20 F (-29 C) - +250 F (+121 C), LONG PATTERN NACE ACTUATOR: LIMITORQUE L120-10-7.5-1800-WG-02 (48:1) ELECTRIC ACTUATOR, 50 RPM, XP-CL 1, DIV 2, GRPS C & D, 460/3/60 VAC, BASIC INTEGRAL CONTROLS (BIC), CS CONTROL STATION, CONTROL TRANSFORMER, 24VDC RELAY BOARD, DRIVE 1 TORQUE BASE, BORE AND KEYED TORQUE NUT, ADAPTATION, MOUNTED/TESTED. OPERATING TIME: APPROX. 14 SECONDS. Marathon 23991-01, 23992-01 & 23993-01 | MIDSTREAM VA
MVP 6" WKM X L120 | VALVE, BALL, TRUNNION, 6 IN (150 MM) X 6 IN (150 MM), FLANGED RAISED FACE, WKM, 370D6, ANSI 150 (20 PN), 290 PSI (20 BAR) MOP, 245 PSI (17 BAR) MOP AT MAX TEMP, TRIM 24‐YRF‐24, CARBON STEEL BODY, CARBON STEEL/1MIL ENP BALL, CARBON STEEL/1MIL ENP STEM, CARBON STEEL SEAT, NYLON SEAT SEAL, HNBR SEALS, LESS GEAR, API 607, API 6D, API 598, ‐20 F (‐29 C) ‐ +250 F (+121 C), LONG PATTERN NACE ACTUATOR: LIMITORQUE L120‐10‐5‐1800 ELECTRIC ACTUATOR W/ WORM GEAR, 3/60/460VAC, BASIC INTEGRAL CONTROLS (BIC), CS CONTROL STATION, 24VDC RELAY, MOUNT/SET OPERATING TIME: ~30 SEC Marathon Muskie 21840-01 | MIDSTREAM VA
MVP 6" WKM X LT120 | VALVE, BALL, TRUNNION, 6 IN (150 MM) X 6 IN (150 MM), FLANGED RAISED FACE, WKM, 370D6, ANSI 150 (20 PN), 290 PSI (20 BAR) MOP, 245 PSI (17 BAR) MOP AT MAX TEMP, TRIM 24‐YRF‐24, CARBON STEEL BODY, CARBON STEEL/1MIL ENP BALL, CARBON STEEL/1MIL ENP STEM, CARBON STEEL SEAT, NYLON SEAT SEAL, HNBR SEALS, LESS GEAR, API 607, API 6D, API 598, ‐20 F (‐29 C) ‐ +250 F (+121 C), LONG PATTERN NACE ACTUATOR: LIMITORQUE L120‐10‐5‐1800 ELECTRIC ACTUATOR W/ WORM GEAR, 3/60/460VAC, BASIC INTEGRAL CONTROLS (BIC), CS CONTROL STATION, 24VDC RELAY, MOUNT/SET OPERATING TIME: ~30 SEC Marathon Titus CTB 18 21857-01 | MIDSTREAM VA
MVP 6X6 WKM MOV | 2365472-1111311 BV 6X6 RF WKM 370D6 150 24YRF24 LG LP VALVE, BALL, TRUNNION, 6 IN (150 MM) X 6 IN (150 MM), FLANGED RAISED FACE, WKM, 370D6, ANSI 150 (20 PN), 290 PSI (20 BAR) MOP, 245 PSI (17 BAR) MOP AT MAX TEMP, TRIM 24-YRF-24, CARBON STEEL BODY, CARBON STEEL/1MIL ENP BALL, CARBON STEEL/1MIL ENP STEM, CARBON STEEL SEAT, NYLON SEAT SEAL, HNBR SEALS, LESS GEAR, API 607, API 6D, API 598, -20 F (-29 C) - +250 F (+121 C), LONG PATTERN NACE ACTUATOR: LIMITORQUE L120-10-5-1800/WG-02-D (48:1) ELECTRIC ACTUATOR W/ WORM GEAR, XP, 480/3/60, BASIC INTEGRAL CONTROLS, 3-2-3 CONTROL STATION, 24VDC RELAY, FACTORY NEW, MOUNT/SET. Marathon 22163-01 | MIDSTREAM VA
MVP 6X6 WKM VALVE | BV 6X6 RF WKM 370D6 150 24YRF24 LG LP VALVE, BALL, TRUNNION, 6 IN (150 MM) X 6 IN (150 MM), FLANGED RAISED FACE, WKM, 370D6, ANSI 150 (20 PN), 290 PSI (20 BAR) MOP, 245 PSI (17 BAR) MOP AT MAX TEMP, TRIM 24-YRF-24, CARBON STEEL BODY, CARBON STEEL/1MIL ENP BALL, CARBON STEEL/1MIL ENP STEM, CARBON STEEL SEAT, NYLON SEAT SEAL, HNBR SEALS, LESS GEAR, API 607, API 6D, API 598, -20 F (-29 C) - +250 F (+121 C), LONG PATTERN NACE – 2-3 WEEKS Marathon 21443-01 & 02 | MIDSTREAM VA
MVP 8" 300# DBB GO | 8" 300# RF FIG. 273 DAN‐EX REDUCED PORT PLUG VALVE STD MATERIALS OF CONSTRUCTION SLIP/TRIM: VITON/VITON GEAR OPERATED FACTORY WHITE COATING FACTORY NEW WITH HYDROSTATIC TEST CERTIFICATE PER API 6D ORIENTATION 11 Marathon 21194-01 | MIDSTREAM VA
MVP 8" 300# GATE GO | (REMAN) 8" 300 RF WKM POW‐R‐SEAL MODEL: E1 EXP GATE VALVE, CS BODY, CS ENP GATE & SEATS, 17‐4SST STEM, TFE SEAT INSERT, FKM V‐RING PKG W/ SST LANTERN RING, STD. ST DTR SYSTEM W/ SST BODY FITTINGS, GEAR OP. Marathon 21194-01 | MIDSTREAM VA
MVP 8" 300# GATE MOV | (REMAN) 8" 300 RF WKM POW‐R‐SEAL MODEL: E1 EXP GATE VALVE, CS BODY, CS ENP GATE & SEATS, 17‐4SST STEM, TFE SEAT INSERT, FKM V‐RING PKG W/ SST LANTERN RING, STD. ST DTR SYSTEM W/ SST BODY FITTINGS. ACTUATOR LIMITORQUE MXB‐20 ELECTRIC ACTUATOR, XP, 3/60/460VAC, NON‐INTRUSIVE STD CONTROLS, 24VDC CONTROLS, A1 THRUST BASE, MOUNT/SET Marathon 21194-01 | MIDSTREAM VA
MVP 8" 300# STRAINER | 8" CLASS 300 RF STYLE SGFVI CARBON STEEL BASKET STRAINER W/ 1/8" PERF. 304SS BASKET, W/ 304SS SPIRAL WOUND GRAPHITE FILLED GASKET, W/ BOLTED COVER, IMPORT KECKLEY 84RFS‐CS125P34‐GBI‐SGFV Marathon 21194-01 | MIDSTREAM VA
MVP 8" 300# SWING CHECK VALVE | VALVE, CHECK, SWING 8 IN (400 MM), FLANGED RAISED FACE, WHEATLEY, 510, ANSI 300, 750 PSI MOP, BODY ASTM A216 WCC, A351 CF8M CLAPPER, A216 WCC SEAT, BUNA PC SEALS, BUNA PC BONNET SEAL,API 6D, NACE MRO175 , 750 PSI @ -20 F (-28.8 C),1477 PSI (101.8 BAR) @ +250 F(+121.1 C), INTEGRAL SEATAPI 6FD, ASME B16.34 Marathon 21194-01 | MIDSTREAM VA
MVP 8" 300# VCV W/ LIMITORQUE | (REMAN) 8" 300 RF FISHER V300 VEEBALL CONTROL VALVE, CS BODY, SST BALL, TCM BALL SEAL, TFE PKG, KEYED SHAFT, SUB‐ASSEMBLY ONLY. ACTUATOR LIMITORQUE QX‐4 ELECTRIC ACTUATOR, XP, 3/60/480VAC, MODULATING CONTROLS, APT 4‐20mA (IN/OUT), B/K NUT, MOUNT/SET Marathon 21194-01 | MIDSTREAM VA
MVP 8" FRANKLIN DB&B MOV | VALVE: 8" ANSI 150# Franklin DuraSeal Valve, Fig.#D711. Viton GF Slip Seals and Trim, A216 WCB Body with Chrome ID, A216 WCB Plug with ENP, A350 LF2 Bonnet and Lower Plate, A536 DI Slips, Raised Face Flanged End, 301 Gear Operator, and MARATHON DTR Assembly. ACTUATOR: ROTORK IQ-18 ELECTRIC ACTUATOR 43 RPM, 480v/3/60, B&K TORQUE NUT, 24VDC CONTROLS, ADAPTION WD: 100B000 / APROX OPERATING TIME: 30 SECONDS. To include DTR Marathon Zurich Sta. 24880-01 | MIDSTREAM VA
MVP 8" PBV CHECK | 8" 150# PBV API 6D SWING CHECK WCC BODY, SS TRIM, VITON SEAT AND SEALS, NACE FIG# P-810-11-2236-YY. Marathon Zurich Sta. 24880-01 | MIDSTREAM VA
MVP 8" SLAB GATE GO | 8", 150, SCV Slab Gate Valve, RF, , Full Port, Gear Operated, A216 WCC Body, A105 + ENP Obturator, A182 F6a Class 2 Seat Base Metal, 17-4 PH Stem Material, Viton Type A Seal Material, RTFE - Carbon Filled Seat Material, Bolted Body, Viton Duck Packing, Standard Service, Firesafe Design, NACE MR-01-75, API 6D Design, API 6D Test, API Monogram PART NUMBER: TCG0801CEGVR1. Marathon Zurich Sta. 24880-01 | MIDSTREAM VA
MVP 8" SLAB GATE MOV | VALVE: 8", 150, SCV Slab Gate Valve, RF, , Full Port, Gear Operated, A216 WCC Body, A105 + ENP Obturator, A182 F6a Class 2 Seat Base Metal, 17-4 PH Stem Material, Viton Type A Seal Material, RTFE - Carbon Filled Seat Material, Bolted Body, Viton Duck Packing, Standard Service, Firesafe Design, NACE MR-01-75, API 6D Design, API 6D Test, API Monogram PART NUMBER: TCG0801CEGVR1 ACTUATOR: ROTORK IQ-19 ELECTRIC ACTUATOR 57 RPM, 480v/3/60, 24 VDC CONTROLS, B&K TORQUE NUT, ADAPTION WD: 100B000 / APROX OPERATING TIME: 37 SECONDS. Marathon Zurich Sta. 24880-01 | MIDSTREAM VA
MVP AG 1" 300# PRV | 1" 300# RF x 1" 300# RF SPRING‐OP PRESSURE RELIEF A216‐WCB 316 TEFLON BUNA‐N NACE LIQUID SERVICE ANDERSON GREENWOOD 81PS1NS8B8B‐4. Marathon 22870-01 | MIDSTREAM VA
MVP AG 1440# | 1-1/2” 600# RF x 2” 150# RF ASME relief valve SA351 CF8M body, SS trim, PCTFE seat, Buna-N seals “G” Orifice, Screwed cap, Set at 1440 PSIG AGCO# 81PSS12C16A-G | MIDSTREAM VA
MVP AG81P | TRV-46311-11 81PS1S8A8A-4 ANDERSON GREENWOOD 81P CONVENTIONAL SPRING OP RELIEF VALVE, CS SA216-WCB BODY, 150 PSIG SET PRESSURE, 1" 150# RF X 1" 150# RF, TEFLON SEAT/BUNA SEALS, SCREWED CAP, 0.049 SQ IN ORIFICE, FACTORY NEW Marathon Mean Green 21895-01 | MIDSTREAM VA
MVP AG81P MBW | TRV-46311-11 81PS1S8A8A-4 ANDERSON GREENWOOD 81P CONVENTIONAL SPRING OP RELIEF VALVE, CS SA216-WCB BODY, 150 PSIG SET PRESSURE, 1" 150# RF X 1" 150# RF, TEFLON SEAT/BUNA SEALS, SCREWED CAP, 0.049 SQ IN ORIFICE, FACTORY NEW Marathon Boll Weevil 21896-01 | MIDSTREAM VA
MVP AGCO 81PS1NS8A8A-4 | 1" 150# RF SPRING OP RELIEF VALVE CS SA216-WCB SCREWED CAP TEFLON/BUNA-N A479-316 SPRING NACE SET @ 275PSI AGCO 81PS1NS8A8A-4. Plains 23599-01 | MIDSTREAM VA
MVP ANDERSON GREENWOOD | TRV-46311-11 81PS1S8A8A-4 ANDERSON GREENWOOD 81P CONVENTIONAL SPRING OP RELIEF VALVE, CS SA216-WCB BODY, 150 PSIG SET PRESSURE, 1" 150# RF X 1" 150# RF, TEFLON SEAT/BUNA SEALS, SCREWED CAP, 0.049 SQ IN ORIFICE, FACTORY NEW Marathon 21540, 41 & 21650 | MIDSTREAM VA
MVP- B5UM-VALVE | 20" X 20" 300# GROVE B5UM, 3 PIECE, TRUNNION MOUNTED BALL VALVE, RAISED FACE FLANGED ENDS, LOW TEMP & NACE/D0107 TRIM, BARE STEM WITH MOUNTING PLATE, SHOP PRIMER COATING, API‐6D AND FIRESAFE TO API‐6FA, TEMP. RATING ‐50F TO +350F, FACTORY ACTUATOR LIMITORQUE MXB‐10 / WG‐04‐1SD‐D ELECTRIC ACTUATOR W/ WORM GEAR, XP, 3/60/460VAC, STD CONTROLS (OA CONTACTS / 24VDC UPS), ADAPTION, MOUNT/SET | MIDSTREAM VA
MVP BALON 3" 150# BV | 3" Full Port R.F. ANSI 150 285# WP Steel Ball Valve 316 S.S. Ball & Stem, NACE LEVER OP BALON 3F-F13N-RF. Plains 23810 | MIDSTREAM VA
MVP DYNAFLO LIMITORQUE | VALVE CONTROL VALVE - 4'' 150RF - CS-NACE - V-BALL - 570 DYNAFLO SQ. SHAFT; DF-570-4-ALC-PPT ACTUATOR LIMITORQUE QX-1-B4 ELECTRIC ACTUATOR, 120VAC/1/60, B4 BASE, MODULATING (4-20ma INPUT) CONTROLS, LCD SCREEN, APT (4-20ma OUTPUT) FEEDBACK, OA OPTION BOARD, B/K TORQUE BUSHING, MOUNTING ADAPTION, MOUNT/SET TO VALVE, XP, FACTORY NEW OPERATING TIME: 8-30 SECONDS (ADJUSTABLE) SIZED AT 750 DIFFERENTIAL PRESSURE STAKEHOLDER 22007-01 | MIDSTREAM VA
MVP FARRIS 740# 26GB12L-120 | FVASSEMBLY 26GB12L-120 FARRIS 2600 BELLOWS 1.5" 600# X 2.5" 150# "G" Carbon Steel (SA-216 Gr. WCB) Body and Carbon Steel (SA-216 Gr. WCB) Bonnet, 316 SS Trim, Chrome Alloy Spring, Metal seat, Screwed Cap Tag Number: NA Set Pressure: 740 PSIG CDTP: 740 PSIG Constant BP: 0 PSIG Variable BP: 0 PSIG Operating Temp: 80 Deg F Relief Temp: 80 Deg F Service: Liquid | MIDSTREAM VA
MVP FARRIS FV 26GB13L-120 | FARRIS 2600 BELLOWS 1.5" 600# X 2.5" 150# "G" Carbon Steel (SA-216 Gr. WCB) Body and Carbon Steel (SA-216 Gr. WCB) Bonnet, 316 SS Trim, Chrome Alloy Spring, Metal seat, Screwed Cap Tag Number: NA Set Pressure: 1440 PSIG CDTP: 1440 PSIG Constant BP: 0 PSIG Variable BP: 0 PSIG Operating Temp: 80 Deg F Relief Temp: 80 Deg F Service: Liquid | MIDSTREAM VA
MVP TAYLOR 1" 150# | P/N: 825E5751311-10-10-0-285 DSC: Taylor 1” CL150 RF x 1” CL150 RF 8250 SRV, E Orifice, Cabron Steel body/17-4SS Trim, Closed Top, Viton Elastomers, set @285psi body/17-4SS Trim, Closed Top, Viton Elastomers, set @285psi Additional Options/Adders from the Factory 1. Test certificates $10.00 net each/valve 2. Test reports $10.00 net each/valve 3. MTR $75 net each/line item. Marathon Tornado 24896-01 | MIDSTREAM VA
MVP TAYLOR 1" 150# TRV | PN: 825E5751311-10-10-0-285psi Desc: Taylor 1” CL150 RF x 1” CL150 RF 8250 SRV, E Orifice, Cabron Steel body/17-4SS Trim, Closed Top, Viton Elastomers, set @285psi Additional Options/Adders from the Factory 1. Test certificates $10.00 net each/valve 2. Test reports $10.00 net each/valve 3. MTR $75 net each/line item. | MIDSTREAM VA
MVP TAYLOR 1" 150# X 1" 150# | PN: 825E5751311-10-10-0-285psi Desc: Taylor 1” CL150 RF x 1” CL150 RF 8250 SRV, E Orifice, Cabron Steel body/17-4SS Trim, Closed Top, Viton Elastomers, set @285. Additional Options/Adders from the Factory 1. Test certificates $10.00 net each/valve 2. Test reports $10.00 net each/valve 3. MTR $75 net each/line item. 4. C of C - $10.00/order, must be ordered on PO. Marathon 23991-01, 23992-01 & 23993-01 | MIDSTREAM VA
MVP WARREN 3" 150# CV | Valve Swing Check DSI 3.00 Inch Cl 150 RF BC WCB Body API Trim 8 Spiral Wound Gskt API 594 Nace DSI 137XU-N. Plains 23810-01 | MIDSTREAM VA
MVP WARREN 3" 150# GV | 3" 150# RF WCB/TRIM 8 NACE BB OS&Y GATE HWO WARREN 1155-8N-624. Plains 23810-01 | MIDSTREAM VA
MVP WARREN 4" 150# GV | 4" 150# RF WCB/TRIM 5 NACE BB OS&Y GATE HWO, WARREN 1155-5N-624. Plains 23810-01 | MIDSTREAM VA
MVP-1" X 1" TRV | 1" x 1" NPT THERMAL RELIEF VALVE NACE TRIM TEFLON/BUNA‐N SET @ 740PSI ANDERSON GREENWOOD 81PSNM88 | MIDSTREAM VA
MVP-16" 300# BUTTERFLY VALVE | S43 16" CS,316,17‐4,RTFE/SILI" Bray HPBFV ANSI Class 300. Lug Style. Body: ASTM A216 Gr WCB Carbon Steel Disc: ASTM A351 Gr CF8M Stainless Steel Stem: 17‐4PH Stainless Steel Seat: RTFE with Silicone Rubber Energizer 431600‐11001466 ACTUATOR LIMITORQUE MXB‐10 / WG‐04‐1SD‐D ELECTRIC ACTUATOR W/ WORM GEAR, XP, 3/60/460VAC, STD CONTROLS (OA CONTACTS / 24VDC UPS), ADAPTION, MOUNT/SET | MIDSTREAM VA
MVP-16" 300# CHECK VALVE | 16" 300# WCB/316 TR BC SWING CHECK NACE RF API 6D FKM SEATSEALS WARREN 3305‐6IVVR6D‐D‐B | MIDSTREAM VA
MVP-16" 300# FRANKLIN DBB | 16" ANSI 300# Franklin DuraSeal Valve, Fig.#D721. Viton slip seals & trim, A216 WCB Body with Chrome ID, A216 WCB Plug with ENP, A216 WCB Bonnet and Lower Plate, A536 DI Slips, Raised Face Flanged End, 501 Gear Operator & DTR Assembly. ACTUATOR LIMITORQUE MXB‐40 ELECTRIC ACTUATOR, XP, 3/60/460VAC, STD CONTROLS (OA CONTACTS / 24VDC UPS), ADAPTION, MOUNT/SET | MIDSTREAM VA
MVP-2" 300# BALL VALVE | 2" 300# WCB TFM1600 FP BALL FIRE SAFE RF LEVER OP WARREN 6305FS | MIDSTREAM VA
MWC 18 AWG, WPY-1816 RED | MWC 18 awg, WPY-1816 Red | AWC, INC
MX ACTUATOR | ???
MX EDS-P510A-8POE-2GTXSFP | Managed Ethernet PoE Switch with 8 PoE+ ports, 2 combo gigabit Ethernet ports, -10 to 60°C | AWC, INC
MX EDS-P510A-8POE-2GTXSFP-T | 8+2G-port Gigabit PoE+ managed Ethernet switches w | AWC, INC
MX SFP-1GLXLC | Small Form Factor pluggable transceiver with 1000BaseLX, LC connector, 10 km, 0 to 60°C | AWC, INC
MX3200 | WP 1-gang Plastic in-use cover FOR-24301-01-REPLACE IN FIELD. | BARRACUDA
MXA/QX APT & INSTALLATION | MXA/QX APT - ANALOG OUTPUT BOARD | ELLIOTT ELEC
MX-FC/A1-D-B-C-E | ModuleX Flow Computer DIN Rail Mount *32 Bit Processor * Two Ethernet Ports * One USB (High Speed) * One microSD * Five Hardware Expansion Peripheral Cards (FIM, DO, AI, AO, 215) * 2 line 20 Character LCD display | A&B VALVE AN
MYERS PUMP UNIT | Pump - Myers CT10 Pump & 1 HP 3600 RPM Pump - Myers CT10 Pump & 1 HP 3600 RPM 56C Frame Motor Assembled | BASIN ENGINE
N224SS6 | BLTD 1/4" SS SPRING NUT | ELLIOTT ELEC
N228 | B-Line 3/8" spring nuts | ELLIOTT ELEC
N228SS6 | BLTD 3/8" SS316 SPRING NUT | ELLIOTT ELEC
N263MF | 1/4" Male-Female 6,000# WP Steel Needle Valve | MCCARTY EQUI
NACE ADDER | NACE Bolting and Stainless Steel DTR Adder, this will be included with 08-60600 when received | FRANKLIN VAL
NACE BOLTING | NACE bolting and stainless DTR Assembly | FRANKLIN VAL
NAME PLATE | ???
NAPA HYDRAULIC FILTER | (blank) | NAPA AUTO PA
NAPHTHA ‐ 1/55 | Naphtha ‐ 1/55 | PARKS FUELS
NAPTHA | Naptha | PARKS FUELS
NAPTHIA | (blank) | PARKS FUELS
NBC 1660 | 1660 Corvel Coating for 4" Basket Strainer. Validus Energy 22258-01 = Kowalik 1 22259-01 = Love 1 22260-01 = Dougherty 1 22261-01 = Alvin NK 1 | NORTH BASIN
NBC 2" FITTINGS | Internal Corvel 1660 Coating: (2) 2" FF Flanges @ $15.75 ea. (2) 4" x 2" Reducer @ $32.00 ea. EVX 22284-01 | ALCOM
NBC 3" FLANGES | Internal Corvel 1660 Coating: (4) 3" FF Flanges @ $24.00 ea. (4) 3" RF Flanges @ $24.00 ea. EVX 22284-01 | ALCOM
NBC 4" PIPE & FITTINGS | Internal Corvel 1660 Coating: (68) Flanges @ $32.00 ea. (25) Weld Fittings @ $32.00 ea. (1) 4" x 3" Reducer @ $32.00 ea. (56') 4" Pipe @ $9.75 ft. EVX 22284-01 | ALCOM
NBC 6" 150# WELD FITTINGS | Internal coat 6" 150# XH Weld Fittings. EVX 22276-01 | ALCOM
NBC 6" PIPE & FITTINGS | Internal Corvel 1660 Coating: (12) Flanges @ $47.50 ea. (6) Weld Fittings @ $45.50 ea. (1) 6" x 4" Reducer @ $47.50 ea. (6') 6" Pipe @ $9.75 ft. EVX 22284-01 | ALCOM
NBC 6" STRAINERS | Coat Stainless Steel Strainer Basket. EVX 22276-01 | NORTH BASIN
NBC 6" XH PIPE | Internal Coat 6" Heavy Wall Pipe. EVX 22276-01 | ALCOM
NBC 8" 150# WELD FITTINGS | Internal coat 8" 150# XH Weld Fittings. EVX 22276-01 | ALCOM
NBC 8" XH PIPE | Internal Coat 8" Heavy Wall Pipe. EVX 22276-01 | ALCOM
NBC STRAINER BASKET COAT | Corvel Coat 6" Strainer Basket. EVX 21884-01 | NORTH BASIN
NBC STRAINER COATING | Coating two 3" strainer baskets Javelin 22396-01 | NORTH BASIN
NC CH1 | CRS-H NC-CH1 1G CTRL STN HNGD CVR HEAVY DUTY FRONT OPEN HINGED CVR; USED ON FLEXSTATION[T] CONTROL STATION 1G BOX | SUMMIT
NCCH1 | 1G CTRL STN HNGD CVR | ELLIOTT ELEC
NCL-1831-29 | ???
NDE | NDE | ULTIMATE WEL
NEC.25Z | 1/4-20 Nylon Insert Locknut ZInc | STEELFAST
NEEDLE VALVE | BALON 1/2" 6000# NEEDLE VALVE | CITY PIPE
NEEDLE VALVES | 1/2" Male-Female 6,000# WP Steel Needle Valve Medallion Job# 22027 thru 22041 | MCCARTY EQUI
NEMA 2P CONTRACTOR | Nema 2P Contractor 120V Coil Marathon Job# 21166 | ELLIOTT ELEC
NEMA 56C COUPLER | NEMA 56C coupler Battalion Job# 21418 | FLUID-O-TECH
NEMA ENCLOSURE | Nema enclosure | ELLIOTT ELEC
NET REPAIR & RETURN PRICE: | *Includes $750 Inspection Fee | GARDNER DENV
NEW MASTER BOARD | Master Board | A PLUS CONTR
NEW VIKING PUMPS | Viking model GP-41445 ductile iron spur gear pump with a Type 1 balanced mechanical seal with carbon/silicon carbide faces and FKM elastomers, no internal relief valve, and 2" SAE J518 Code 61 ports with SAE to weld neck flange adapters included. This price is for a pump only. Mounted to an existing EnLink baseplate and 100hp motor assembly, this unit will provide a nominal flow rate of 4,738.5 BOPD of 4cP crude oil at a differential pressure of 875 psig. Pump is designed for 100 psi maximum inlet pressure. | VIKING PUMP
NEW WINDSHIELD | For Truck #1091, Rodney Murray | BOYD'S AUTO
NEWAY DUAL PLATE CHECK VALVE | 16" 150# NEWAY DUAL PLATE CHECK VALVE, LCC BODY, CF8M TRIM, FULL PORT, API 594, RF ENDS, VITON ORING MODEL # 16SBS1RC10‐DV INCLUDES ADDITIONAL TESTING PER CHECK VALVE SPEC @ FACTORY / INCLUDES VENT/DRAIN ‐ COATING PER TES‐CO‐PAINT‐GL SPEC PSC‐1 | MIDSTREAM VA
NEWAY GATE VALVE | 4" 600# RF WEDGE GATE WCB BODY / TRIM 12 316 STEM/SEAT NACE BB HWO API-600 NEWAY 4G6RA12-NC-ULE1P | MIDSTREAM VA
NEWCO CHECK 2IN | 2 Inch ANSI 300 Newco Swing Check Valve Flanged LCC | EDGEN MURRAY
NEWCO CHECK 4IN | 4 Inch ANSI 150 Newco Swing Check Valve Flanged LCC 31F-LCC4/2-NC | EDGEN MURRAY
NEXT DAY SHIPPING | (blank) | METER ENGINE
NICKEL TAPE | ???
NIPPLE | NIPPLE- 3/4 X 2 XH BLK CS SMLS TBE | CITY PIPE
NIPPLE- 1 X 2 SCH 160 | NIPPLE- 1 X 2 SCH 160 BLK CS SMLS TBE | CITY PIPE
NIPPLE- 1 X 2-1/2 XH BLK | NIPPLE- 1 X 2-1/2 XH BLK CS SMLS TBE | CITY PIPE
NIPPLE- 1 X 4 SCH 160 | NIPPLE- 1 X 4 SCH 160 BLK CS SMLS TBE | CITY PIPE
NIPPLE- 1/2 X 2 SCH 160 | NIPPLE- 1/2 X 2 SCH 160 BLK CS SMLS TBE | CITY PIPE
NIPPLE- 1/2 X 2 XH BLK | NIPPLE- 1/2 X 2 XH BLK CS SMLS TBE | CITY PIPE
NIPPLE- 1/2 X 2-1/2 XH | NIPPLE- 1/2 X 2-1/2 XH BLK CS SMLS TBE | CITY PIPE
NIPPLE 1/2" X 3" SCH160 | NIPPLE- 1/2 X 3 SCH 160 BLK CS SMLS TBE | CITY PIPE
NIPPLE- 1-1/2 X 2 XH | (blank) | CITY PIPE
NIPPLE- 1-1/2 X 2-1/2 XH | NIPPLE- 1-1/2 X 2-1/2 XH BLK CS SMLS TBE | CITY PIPE
NIPPLE- 1-1/2 X 3 XH | NIPPLE- 1-1/2 X 3 XH BLK CS SMLS TBE | CITY PIPE
NIPPLE- 3 X 10 XH BLK CS SMLS | (blank) | CITY PIPE
NIPPLE- 3 X 12 XH | NIPPLE- 3 X 12 XH BLK CS SMLS TBE | CITY PIPE
NIPPLE- 3 X 4 XH BLK | (blank) | CITY PIPE
NIPPLE- 3 X 4 XH BLK CS SMLS | (blank) | CITY PIPE
NIPPLE- 4 X 8 XH | (blank) | CITY PIPE
NIPPLE- TOR TDW | NIPPLE- TOR TDW TR-0000-0002-00 | CITY PIPE
NIPPLES | 2" X 2 1/2" Sch 160 HP Nipples | CITY PIPE
NIPPLES/BUSHINGS/FITTINGS | ???
NITROGEN CONTROL PANEL | Nitrogen Control Panel for Control Valves 48” x 48” x 12” 304SS Wall Mount Enclosure (1) Rosemount Pressure Transmitters for Supply Pressure (3) Rosemount Pressure Transmitters for Set Point Pressure (4) Ashcroft Pressure Gages (3) Swagelok Dual Stage Regulators for Set Point Control (1) Rack with (4) Pressure Supply Tanks and BASS Automatic Tank Switching System (3) Swagelok Pressure Relief Valve set at 285 PSIG (3) Custom Sized and Fabricated Plenums (insulated) (3) Top Works Assembly including Pressure Gage and Vent Heat Tracing on Plenum. Includes the following: (1) Thermostat and RTD Heat cable for (3) Plenums Raychem Controllers Adder for (6) Tescom Regulators in place of the Swagelok Dual Stage Regulators | MIDSTREAM VA
NLS-CU 3/10 SN 1000MM | NLS-CU 3/10 SN 1000MM Neutral busbar width: 10 mm height: 3 mm DIN VDE 0611-4: 1991-02 material: Copper tin-plated length: 1000 mm color: silver | AWC, INC
NM PERMIT #NM22098886 | (blank) | E.L FARMER
NM PERMIT #NM22132429 | (blank) | E.L FARMER
NM PERMIT #NM22133957 | (blank) | E.L FARMER
NM SALES TAX 7.25% | (blank) | LOVINGTON
NM STATE SALES TAX | (blank) | LOVINGTON
NO.616R | 100A 600V CLASS R FUSE REDUCER | ELLIOTT ELEC
NORTHERN 4902-20 | NORTHERN GEAR PUMP MODEL 4902-20 CUSTOM, 3 PIECE SHUR-FLEX COUPLING AND GUARD PUWERED BY A 125HP 230//460/3/60 1800 RPM TEFC MOTOR WITH INSULATED BEARINGS FOR VFD OPERATION MOUNTED ON A BENT STEEL BASE. | ODESSA PUMPS
NORTHERN 4902-20 PUMP | ???
NORTHERN 4902-25 PUMP | ???
NORTHERN PUMP | ???
NOV 415Q-5L | NOV 415Q-5L Quintuplex plunger pump with low speed power end lubrication system, 3.875” T/C plungers, Kevlar spring loaded plunger packing, suction & discharge AR valves driven by a WEG 400HP 1200RPM 3PH TEFC electric motor with ODE Insulated bearing housing, bearing & WINFDING RTD’s, 120V space heater all mounted on an oilfield type skid with 8V belt drive system OSHA approved belt guard, Murphy vibration switch, high/low oil level kills and all necessary safety switches, suction and discharge dampeners. Pump is sized for 15,500 BPD at 357RPM with a max discharge pressure of 1,260 PSI. Pump is sized to meet API674 specs | ODESSA PUMPS
NOV PLUNGER PUMP | 14,700BPD@ 1,200PSI .80SG OIL 120°F@ 335RPM NOV 415Q-5L QUINTUPLEX PLUNGER PUMP WITH ALUMINUM BRONZE FLUID END, 3.875" STEEL PLUNGERS, KEVLAR SPRING LOADED PLUNGER PACKING, SUCTION & DISCHARGE AR VALVES DRIVEN BY A WEG 400HP 1200RPM 3PH TEFC ELECTRIC MOTOR WITH BEARING & WINFDING RTD'S, 120V SPACE HEATER, & MOTOR VIBRATION ST5484E-121-0020-00 ALL MOUNTED ON A OILFIELD TYPE SKID WITH 8V BELT DRIVE SYSTEM OSHA APPROVED BELT GUARD, MURPHY VIBRATION SWITCH, HIGH/LOW OIL LEVEL KILLS AND ALL NECESSARY SAFETY SWITCHES. | STEALTH PUMP
NOV QUINTUPLEX PLUNGER PUMP | NOV 415Q-5L QUINTUPLEX PLUNGER PUMP WITH ALUMINUM BRONZE FLUID END, 3.875" STEEL PLUNGERS, KEVLAR SPRING LOADED PLUNGER PACKING, SUCTION & DISCHARGE AR VALVES DRIVEN BY A WEG 400HP 1200RPM 3PH TEFC ELECTRIC MOTOR WITH BEARING & WINFDING RTD'S, 120V SPACE HEATER, & MOTOR VIBRATION ST5484E-121-0020-00 ALL MOUNTED ON A OILFIELD TYPE SKID WITH 8V BELT DRIVE SYSTEM OSHA APPROVED BELT GUARD, MURPHY VIBRATION SWITCH, HIGH/LOW OIL LEVEL KILLS AND ALL NECESSARY SAFETY SWITCHES. | STEALTH PUMP
NOV TRIPLEX PUMP | NOV Model 165T-5L Triplex plunger pump, 3.00” Tungsten carbide plungers, 353 RPM, 6” 150# suction x 3” 600# discharge, driven by 150HP, 1800RPM TECO TEFC electric motor, 460V/3-phase/60Hz, V-belt drive, low oil level switch, vibration switch w/ 6” 150# suction dampener & 3” 600# discharge dampener. Sized for 5,000 BPD (~146 GPM) @ 1,200 PSIG. Also includes Metrix Vibration Switch | ODESSA PUMPS
NOVA 3 INNER LENSE | NOVA 3 INNER LENSE | THE SHERWIN
NOVA 3 TEAR-AWAY | Nova 3 Tear-away | THE SHERWIN
NP-32 | US TRAY NP-32 CABLE TRAY ISOLATOR PADS | SUMMIT
NPDB14201 | PDB 1 Pole Line 1x2/0-14, Load 4x4-14 | ELLIOTT ELEC
NPS ¼ 67CFR | 1/4" INSTRUMENT REGULATOR, 250 PSIG RATED PRESSIRE, 0-125 PSIG OUTPUT, WITH 5 MICRON POLYETHYLENE FILTER | VINSON PROCE
NPS 1 627 R | 627 R (3/16 ORFICE, 35-80 PSIG SR) 1" NPT PRESSURE REDUCING REGULATOR: WCC STEEL BODY, 2000 PSIG RATED, 35-80 PSIG OUTLET SPRING RANGE, FKM DISK, MAX 300 PSIG INLET PRESSURE, 3/16" ORIFICE | VINSON PROCE
NPS 1 D2T (FSD2T-X1) | NPS 1" D2T GLOBE VALVE, CL900 NPT, 1/2" PORT, F.C., 0-35 PSIG RANGE, 1/4" SIGNAL CONNECTIONS | VINSON PROCE
NPS 1 D4 | Fisher EZ Drive Control Valve 1", 3/4" Port | VINSON PROCE
NPS 1/2 24000S | Seal Pot Pressure Control Valve NPS 1/2 24000S 32 Size 32 DVC6200 Factory Mtgs DVC7K/DVC6200/DVC2000 | VINSON PROCE
NPS 1/4 1301F (FS1301F-2) | NPS 1/4 1301F (FS1301F-2) | VINSON PROCE
NPS 1/4 67 CFR | 1/4" INSTRUMENT REGULATOR, 250 PSIG RATED PRESSIRE, 0-125 PSIG OUTPUT, WITH 5 MICRON POLYETHYLENE FILTER | VINSON PROCE
NPS 1/4 67CFR | 1/4" INSTRUMENT REGULATOR, 250 PSIG RATED PRESSIRE, 0-125 PSIG OUTPUT, WITH 5 MICRON POLYETHYLENE FILTER | VINSON PROCE
NPS 1/4 67CFR (FS67CFR-239) | 1/4" INSTRUMENT REGULATOR, 250 PSIG RATED PRESSURE, 0-125 PSIG OUTPUT, WITH 5 MICRON POLYETHYLENE FILTER, INC. 0-160 PSIG GAUGE | VINSON PROCE
NPS 1/4 H120 | Instrument Air PSV Direct Operated Relief Valve: H120-991-84497 Type: H120 Spring Color: Yellow Body Material: Brass Disk/Seat Material: NBR Start To Discharge At: 45 psi Approximate Shipping Weight(each): 0.25 lbs (0,11 kg) Valve Size: NPS 1/4 Supplemental Attribute: Not App Rating: Not App Pressure: End Connection: NPT Temperature: BWE Schedule: Not App Shutoff Drop: Spring Range: 25 to 75 psi Flowing Drop: Spring Part Number: T12178 | VINSON PROCE
NPS 1/4 H120 (FSH120-150) | NPS 1/4 H120 (FSH120-150) | VINSON PROCE
NPS 2 D4 | FISHER EZ DRIVE CONTROL VALVE, 2" 150# RF, 1 1/4" PORT, 285 PSIG CWP, LCC STEEL BODY, SST PLUG/SEAT, WITH 24 VDC ACTUATOR, PTFE/CARBON PACKINGZ, RPU-100. (FAIL POSITION CHANGEABLE WITH RPU-100 THROUGH MODBUS) | VINSON PROCE
NPS 2 D4 (FSD4-X2B2NE) | NPS 2" 150# D4 VALVE, EZ DRIVE ACTUATOR (FSD4-X2B2NE) FISHER EZ DRIVE CONTROL VALVE, 2" 150# RF, 1 1/4" PORT, 285 PSIG CWP, LCC STEEL BODY, SST PLUG/SEAT, WITH 24 VDC ACTUATOR, PTFE/CARBON PACKINGZ, RPU-100. (FAIL POSITION CHANGEABLE WITH RPU-100 THROUGH MODBUS) | VINSON PROCE
NPS 2 D4 DVC6200 | Recycle Control Valve NPS 2 D4 DVC6200 Factory Mtgs DVC7K/DVC6200/DVC2000 | VINSON PROCE
NS 08416 | 3/4" X 7 1/2" CAD PLATED B-7 STUDS W/2 NUTS | CITY PIPE
NS 425122 | ???
NS000753 | ???
NS00185 | 1" X 3" XH NIPPLE TBE, 316S | CITY PIPE
NS04112 | ???
NS07190854 | ???
NS09377 | 1" 200# 316 SS SWING CHECK VALVE | CITY PIPE
NS11983 | 3/4" X 9" CAD PLATED B-7 STUDS W/2 NUTS | CITY PIPE
NS124378 | 6" 150# RF Blind Flange F52 | CITY PIPE
NS15500 | ???
NS17528 | 3/4" X 1/2" 316S 3M HEX BUSHING | CITY PIPE
NS26114 | 3/4" X 3" XH NIPPLE TBE, 316S | CITY PIPE
NS28972 | ???
NS2SX0508NFS | 1/4" FxF NEEDLE VALVE, 316SS, 10K MAX. PRESSURE, T-BAR HANDLE, PTFE SEALS, NACE MR-01-75, ISO 15156 A479 316SS / 17-4ph TRIM, 5 mm BORE COLSON | SPECIALTY EQ
NS32356 | 2" 600# BLEED RING W 1/2" TAP, 2" THICK, CARBON STEEL | CITY PIPE
NS425122 | ???
NS47914 | 3/4" X 1/2" SS HEX BUSHING | CITY PIPE
NS500942 | ???
NS500942 (2) | ???
NS580672 | ???
NS583034 | ???
NS58582 | 4" 600# CS BLEED RING W/ 1" TAP, 2" THICK | CITY PIPE
NS640 | RIDGID CLAMP LEVER FOR 711/518A THREADER 44260 | JET SPECIALT
NS64963 | ???
NS6S4M4F (M50S) | 1/2" M x 1/2" F - standard needle valve - 316SS - 6000 PSI | LEGACY FLOW
NS70470 | 5/8" X 3 3/4" B7 STUDS | CITY PIPE
NS70474 | ???
NS71519 | 5/8" X 12 1/2" CAD PLATED STUDS W/ 2 NUTS | CITY PIPE
NS795529 | 3/4" 200# 316 SS SWING CHECK VALVE | CITY PIPE
NS95075 | 1/2" X 3" XH SS HEX NIPPLE | CITY PIPE
NS99964 | 10" 150# RF Blind Flange F52 | CITY PIPE
NSF345 | ???
NSF69554 | 1 1/4" X 1" 316S 3M HEX BUSHING | CITY PIPE
NSF712 | 3/4" SS HEX HEAD PLUG | CITY PIPE
NSF727 | 1/2" SS HEX HEAD PLUG | CITY PIPE
NSI AL-R1-M4 | NSI AL-R1-M4 1P PWR DISTR BLK 1-PRI (500-4) 4-SEC (4/0-6) 380A ALCU | SUMMIT
NTLI DIRECT | NTLI DIRECT ITEM 14201FHPMSSST188 | REXEL
NUT | Nuts | ELLIOTT ELEC
NV3-722 | NOVA 3 INNER LENSE | THE SHERWIN
NYLON CAGE 38" | Nylon Cage 38" | THE SHERWIN
NYLON TY RAP | Nylon TY RAP | ELLIOTT ELEC
O RING | 3" 600# WHEATLEY CHECK VALVE VITON O RING | CITY PIPE
O.E23Z0173LCCM-24DC | ??? | CITY PIPE
O.P. CENTRIFUGAL | Curflo 1.5” x 1” x 8” ANSI centrifugal pump with 7.13” trimmed impeller, ANSI+ cartridge seal, driven by a 15hp 3600rpm 480 VAC, 3 phase TEFC motor capable of pumping up to 4,500 BPD @ 90psi 1.05 produced water. Javelin 23548-01 | GASKET SERVI
O.P. GRISWOLD | Griswold 811M 3” x 1.5” x 10A50” ANSI centrifugal pump with 9.4” trimmed impeller and cartridge seal driven by a 40hp 3600rpm TEFC 230/460 electric motor. Sized for 8400 BPD 39.2 API crude oil at 120psi pump discharge. Vital Energy 24064-01 | CITY PIPE
O/B+POUCH | O/B+POUCH 3M O/B+BOX BLU/ORA CONN 22-12AWG 2 22 AWG up to 3 12 AWG (solid) or 4 14 AWG, Orange with Blue skirt, 100 per box | GASKET SERVI
OB+BULK | 500ct Orange/Blue combo wire nuts | CITY PIPE
OB+JUG | Orange/Blue wire nuts, Jug 500ct | CITY PIPE
OCI DIAPHRAGM GAUGE | 2.5" F, STL BLACK CASE BR/BRZ INTERNALS 1/4" LM, 5 PSI OCI DIAPHRAGM GAUGE
OCPACK-36X28-141-PACK | OC-CSASME Oil Cooler, All carbon steel construction, 8 Row - 2 Pass, 1.5" 3M NPT, ASME, MAWP: 230 psig @ 300F, MDMT: -20F @ 230 PSIG. PACK Package Assembly - Stand, Shroud, Fan Guard, Fan, Motor, Motor Mount | ODESSA PUMPS
ODESSA INVENTORY REPLENISHMENT | All material on Quote #Q25105135 | ODESSA PUMPS
ODESSA PUMP | Griswold 811M ANSI 3" x 1.5" -13" w/ 75hp 3600 RPM TEFC Electric Motor. Ameredev 23318-01 | SALARS AND S
OFF/ON SWITCH | Off/On Switch | SUMMIT
OIL | Lubsoil Synthetic LPG WS 150 Blue: 55 Gal | ELLIOTT ELEC
OIL FI | P165659 Donaldson Filter Element | ELLIOTT ELEC
OIL FILTER | P165659 Donaldson Filter Element | SPECIALTY EQ
OIL FILTER MAN | P560855 HMK25 HEAD ASSY DUCTILE IRON | KIM KOOL
OIL FILTER MANIFOLD | P560855 HMK25 HEAD ASSY DUCTILE IRON | CITY PIPE
OIL FILTER MANIIFOLD | P560855 HMK25 HEAD ASSY DUCTILE IRON | ODESSA PUMPS
OIL LEAK | DOOSAN G30P-5 FGA0C-1820-03034 | A PLUS CONTR
OIL MANIFOLD | P560855 HMK25 HEAD ASSY DUCTILE IRON | TULCO OILS
OIL MANIFOLD ASSEMBLY | P560855 HMK25 HEAD ASSY DUCTILE IRON | HI PLAINS
OIL TANK LEVEL SWITCH BRIDLE | (blank) | HI PLAINS
OIL/GAS SEPARATOR | NVC-14-55-230-2T-C | HI PLAINS
OIL/GAS SEPARATOR VESSEL FILTER | Oil/Gas Separator Vessel Filter: KG2150-021P Filter Element ***Stock in Pampa, TX | HI PLAINS
OKO 546-31-3454 | OKO 546-31-3454 12/4 WITH 16/3 GND TYPE MC-HL (XHHW-2) 600V CNTRL CUT | HI PLAINS
OKO 561-60-3402 | OKO 561-60-3402 2/PR 16 7X COPPER - 015OKOSEAL PVC - 004 NYLON BLK/WT | SHOPPA'S
OKO 571-31-3190 | OKO 571-31-3190 8/3 WITH 14/3 GND CLX MC-HL(XHHW-2) 600V PWR CBL CUT | HI PLAINS
OL-710 | ??? | HI PLAINS
OLET | OLET- THREADOLET 1 X 3-1/2 - 3 BLK FS A105 3000# | ULTIMATE WEL
OLET - TOL | OLET- THREADOLET 1/2 X 8 - 3 BLK FS A105 3000# | NRTH TX PRES
OLET 1/2" 3000# | Olet 1/2" 3000# | HI PLAINS
OLET GAP | OLET- GAP 1-1/2 SS (PACK OF 20) | SUMMIT
OLET GAP 1 SS | Olet Gap 1 SS | SUMMIT
OLET- THREADOLET | OLET- THREADOLET 1/2 X 36 - 3/4 BLK FS A105N | SUMMIT
OLET- THREADOLET 1 X 10 | OLET- THREADOLET 1 X 10 - 6 BLK FS A105 3000#
OLET- THREADOLET 1 X 2 | OLET- THREADOLET 1 X 2 BLK FS A105 3000# | CITY PIPE
OLET- THREADOLET 1 X 5 - 4 | OLET- THREADOLET 1 X 5 - 4 BLK FS A105 3000# | CITY PIPE
OLET- WELDOLET 2 X 6 | OLET- WELDOLET 2 X 6 BLK FS A105 XH | CITY PIPE
OLETS | 36" - 3/4" X 1/2" TOL | CITY PIPE
OLEUMTECH HRTD-FC-Q1-D1-003 | OleumTech Temperature Transmitter - 3 Inch Insertion, 4-20mA 1 OT HRTD-FC-Q1-D1-003 $598.6700 $598.67 4 Weeks *Mfr: Oleumtech *Mfr pn: HRTD-FC-Q1-D1-003 | CITY PIPE
OLEUMTECH PRESSURE TRANSMITTER | OleumTech Smart PT, 0-400 PSI, 4-20 mA/HART, LCD Backlit Display, Pushbutton Configuration, ½’’ MNPT Process Conn 316SS *Mfr: Oleumtech *Mfr pn: HGPT0400-SSS-HC-6R01-E1 | CITY PIPE
OLEUMTECH SMART PT, 0-400 PSI, | OleumTech Smart PT, 0-400 PSI, 4-20 mA/HART, LCD Backlit Display, Pushbutton Configuration, ½’’ MNPT Process Conn 316SS 1 OT HGPT0400-SSS-HC-6R01-E1 $500.0000 $500.00 36 Stock Midland *Mfr: Oleumtech *Mfr pn: HGPT0400-SSS-HC-6R01-E1 | CITY PIPE
OLEUMTECH TEMP TRANSMITTER | RTD Transmitter 4-20mA *Mfr: Oleumtech *Mfr pn: HRTD-FC-Q1-D1-002 | CITY PIPE
OP SERVICE TECH | BLACKMER MAKING NOISE BLACKMER (NO TAG) INSPECT PUMP DTL. CHECKED PUMP. TOOK OFF GUARD. TURNED SHAFT GEAR BOX BROKEN. NEEDS NEW ONE. | CITY PIPE
OPT FCD-1A 250V 1A | OPT FCD-1A 250V 1A FA 5X20 CERAMIC 21600 | CITY PIPE
OPT TCD-1A 250V 1A | OPT TCD-1A 250V 1A TD 5X20 CERAMIC 21500 | EDGEN MURRAY
OPT TCD-2A 250V 2A | OPT TCD-2A 250V 2A TD 5X20 CERAMIC 21500 | AWC, INC
OPT TCD-3.15A 250V | OPT TCD-3.15A 250V 3.15A TD 5X20 CERAMIC | AWC, INC
OPT2 ADDER FOR AC SECTION | Adder for AC section to have 304 SS tubes, heads, and nozzles | AWC, INC
OPTEK COLOR ANALYZER 0.50 INCH F40 SENSOR BODY | 0.50 INCH F40 SENSOR BODY, FNPT ASME B1.20.1, 316TI SS, 100 BAR VERSION TECHNICAL REQUIREMENTS ACCORDING ART 3, PARA 3 OF PED (97/23/EC) - LINE SIZE: 0.50 INCH - F-VALUE: 40 MM - FACE-TO-FACE DIMENSION: 96 MM - FEMALE NPT ASME B1.20.1 - STAINLESS STEEL 316TI (1.4571) - SURFACE: RA < 0.8 ΜM (31.4 ΜINCH) PS: 10 MBAR TO 100 BAR (0.15 PSI TO 1,450 PSI) TS: -40 °C TO +120 °C (-40 °F TO +248 °F) PART NUMBER: 0120-3858-03 REFER TO QUOTE USAQ41541 | AWC, INC
OPTEK COLOR ANALYZER CABLE SET - AF26-EX, TF16-EX | CABLE SET FOR SENSOR MODEL AF26-EX, TF16-EX - FOR SENSOR INSTALLATIONS ACCORDING TO ATEX / FM - LENGTH: 25 M (82 FT) PART NUMBER: 2345-0215-0025-00 REFER TO QUOTE USAQ41541 | ODESSA PUMPS
OPTEK COLOR ANALYZER CALIBRATION FILTER TYPE NT385 | CALIBRATION FILTER TYPE NT385/0.90 (FH03) FOR SENSOR AF26-VB - NOMINAL ABSORBANCE AT 385 NM: 0.90 CU - INCLUDES CERTIFICATE OF CALIBRATION TRACEABLE TO NIST PART NUMBER: 1444-0005-0385-23 REFER TO QUOTE USAQ41541 | SUMMIT
OPTEK COLOR ANALYZER CALIBRATION FILTER TYPE VIS-L | CALIBRATION FILTER TYPE VIS-L090, NOMINAL ABS.: 0.90 AU PART NUMBER: 1442-0025-0223-23 REFER TO QUOTE USAQ41541 | SUMMIT
OPTEK COLOR ANALYZER CONVERTER INSTRUCTION MANUAL | INSTRUCTION MANUAL C4422 / C4452 / C4462, ENGLISH PART NUMBER: 1004-1008-02 REFER TO QUOTE USAQ41541 | SUMMIT
OPTEK COLOR ANALYZER CONVERTER MODEL C4422-EX FM-D | CONVERTER MODEL C4422-EX FM-D [ABCD] IS 24 V AC/DC PART NUMBER 3324-5512-4605-01 - 19" RACK-MOUNTING: 3 U / 42 HP (INSTALLATION KIT C4000 - PN: 1200-3321-0009-00 INCLUDED) - LCD-GRAPHIC DISPLAY (240 X 128) - FIRMWARE IN CURRENT C-VERSION - MEASUREMENT, TRENDLINE AND DATALOGGER DISPLAY - 32 FREELY-CONFIGURABLE MEASURING RANGES - 16 LINEARIZATION TABLES - APPLICATION SPECIFIC MEASUREMENT ADJUSTMENT BY OFFSET AND SLOPE - SYMMETRIC AND ASYMMETRIC SIGNAL DAMPING (0 - 99.9 S) - PASSWORD PROTECTION (3 LEVELS) - 7 LANGUAGES: GERMAN, ENGLISH, FRENCH, SPANISH RUSSIAN, PORTUGUESE AND DUTCH - 3 ADJUSTABLE ALARM RELAYS, 1 FAILSAFE SYSTEM RELAY (ACTIVE) - 2 LAMP OUTPUTS (OPTEK) - 4 DETECTOR INPUTS (OPTEK) - 4 MA-OUTPUTS (0/4 - 20 MA), GALVANICALLY ISOLATED - 2 MA-INPUTS (4 - 20 MA), GALVANICALLY ISOLATED - REMOTE-IN: (ZERO, RANGE, HOLD) - REMOTE-OUT: (STATUS) WITH 4 SHUNTS FOR DETECTOR INPUTS A,B,C,D EX-PROOF FM (FM-D) APPROVAL: FMG J. I. 3013884 REFER TO QUOTE USAQ41541 | SUMMIT
OPTEK COLOR ANALYZER CONVERTER SUPPLEMENT MANUAL | SUPPLEMENT MANUAL C4000-EX FM-D, ENGLISH PART NUMBER: 1004-1012-02 REFER TO QUOTE USAQ41541 | KIM KOOL
OPTEK COLOR ANALYZER FRONT PANEL MOUNTING KIT | FRONT PANEL MOUNTING KIT FOR C4000, C8000, HAZE CONTROL CONVERTERS • FOR MOUNTING THE CONVERTER THROUGH AN ENCLOSURE DOOR OR PANEL • INCLUDES SUPPORT FRAME, TWO TENSION ARMS AND BEZEL GASKET - PROTECTION CLASS: IP65 (FRONT FACE ONLY) PART NUMBER: 1200-3321-0001-00 REFER TO QUOTE USAQ41541 | OPTEK
OPTEK COLOR ANALYZER INSTRUCTION MANUAL AF26 | INSTRUCTION MANUAL AF26, ENGLISH PART NUMBER: 1004-2002-02 REFER TO QUOTE USAQ41541 | OPTEK
OPTEK COLOR ANALYZER MS2 8M5 M24-M24 2A-2A F-0.0 * | MS2 8M5 M24-M24 2A-2A F-0.0 * SAPPHIRE OPTICS MOUNTING SET FOR SENSOR BODIES 0120- FOR SENSORS AF16, AF26, AF56 (ASSEMBLY AND HYDROSTATIC TESTING INCLUDED WHEN PURCHASED WITH SENSOR BODY) - 2 WINDOW RINGS M24-8M5 (1.4571 / SS316 TI) - 16 SOCKET HEAD CAP SCREWS, M5X12 WITH LOCK WASHERS - WINDOW MATERIAL: SAPPHIRE - PROCESS TEMPERATURE SAPPHIRE: -40 - 300°C (-40 - 572°F) - PROCESS PRESSURE SAPPHIRE: 0 - 400 BAR (0 - 5800 PSI) PRESSURE AND TEMPERATURE RATINGS SPECIFIED HEREIN MAY BE SUBJECT TO LIMITATIONS - SEE SENSOR BODY DATASHEET FOR DETAILS. WINDOW COMBINATION: WINDOW 1: TYPE 2A (- 0.0 MM) WINDOW 2: TYPE 2A (- 0.0 MM) OPL= F-VALUE OF THE SENSOR BODY MINUS 0.0 MM PART NUMBER: 1102-0322-5050-02 REFER TO QUOTE USAQ41541 | OPTEK
OPTEK COLOR ANALYZER O-RING GASKETS (SET OF 4) | O-RING GASKETS VITON® (FDA) (SET OF 4) * - DIMENSIONS 21.95 X 1.78 MM PART NUMBER: 1203-0004-0015-02 REFER TO QUOTE USAQ41541 | OPTEK
OPTEK COLOR ANALYZER SAYBOLT COLOR, 20-30 SAYBOLT | APPLICATION PARAMETER SET: SAYBOLT COLOR, 20 - 30 SAYBOLT - APS NO. 1203-3855-0400-01 - MIN./MAX. RANGE: 25 - 30 TO 0 - 30 SAYBOLT - CONFIGURED RANGE: 20 - 30 SAYBOLT PART NUMBER: 9601-2033-03 REFER TO QUOTE USAQ41541 | OPTEK
OPTEK COLOR ANALYZER SENSOR ASSY AF26-EX-HT-VB,FMD | SENSOR ASSEMBLY AF26-EX-HT-VB, FM-D - 2-CHANNEL ABSORPTION - RANGE OF WAVELENGTHS: ACCORDING SEPARATE SPECIFICATION (INSTALLATION KIT AF/TF - PN: 1201-3131-0004-00 INCLUDED) • EXPLOSION-PROOF VERSION ACCORDING TO FM (FM-D) - APPROVAL: FMG J. I. 3013884 • HT PROCESS TEMPERATURE: -30 - 240°C (-22 - 464°F) TEMPERATURE RATINGS SPECIFIED HEREIN MAY BE SUBJECT TO LIMITATIONS - SEE INSTRUCTION MANUAL FOR DETAILS. • VB WITH FILTER-ADAPTER FH03 (DETECTOR SIDE) • AIRPURGE-CONNECTION M5: STANDARD THROUGH WINDOW RING PART NUMBER: 3136-3608-0526-00 REFER TO QUOTE USAQ41541 | OPTEK
OPTEK COLOR ANALYZER WAVELENGTH MODULE AF26* | WAVELENGTH MODULE AF26 * PART NUMBER: 1430-3135-3855-00 REFER TO QUOTE USAQ41541 | OPTEK
OPTEK COLOR ANALYZER XP WALL MOUNT ENCLOSURE | EXPLOSION PROOF WALL MOUNT CONVERTER ENCLOSURE - STANDARD UL/CUL CERTIFIED SUITABLE FOR CLASS I & II, DIVISION I & II, GAS GROUPS C & D + HYDROGEN GROUP B MODEL NO.: XJNGC H 12-N4 (MODIFIED) S8675 MARKINGS: UL/CUL NAMEPLATE #6892 FOR U.S. COMPLIANCE: - NEC CLASS I, GROUPS B, C & D; CLASS II GROUPS E, F & G - UL CERTIFICATE NO. FTRV.E81696 - INVESTIGATED CSA STANDARD C22.2 NO. 30 BY UL - IEC 79 EX D IIB+H2 - EN 50.014 & 50.018 EEX D IIB+H2 - DEMKO 03 ATEX 0303070 U EEXD IIB+H2 INGRESS PROTECTION: - NEMA TYPE 4, 7 & 9, IP66 WITH O-RING SEAL DIMENSIONS: 13.6" X 14.8" X 16" (W X H X D) WEIGHT : ~87 LBS (EMPTY) MATERIAL: COPPER-FREE ALUMINUM WINDOW: 8" THREADED WINDOW COVER #XGC 80 ENTRIES: TEN (10) 3/4" NPT WITH FIVE HOLE PLUGS OX3 #5319-2, LOCATED ON BOTTOM ACCESSORIES: - INCLUDES SPECIAL C4000 MOUNTING PLATE #7666 AND STAND-OFF HARDWARE KIT #S8675-5 †CABLE GLANDS AND INTERCONNECTION WIRING TO CONVERTER TERMINALS MUST BE PERFORMED IN THE FIELD (OTHERS) IN ACCORDANCE TO THE INSTALLATION DRAWING AND GOVERNING REGULATION PART NUMBER: 9500-6001-00 REFER TO QUOTE USAQ41541 | OPTEK
OPTICAL PULSE GENERATOR | GP 6, Portable Optical Pulse Generator, Photopic, encoder | OPTEK
OPTION 2 - PEERLESS PUMP | OPTION 2 - PEERLESS ANSI PUMP @ 1800RPM FOR LOWEST NPSHR Conditions: 450GPM @ 60PSI -- Gasoline, 0.74SG Pump: Peerless 8196 ANSI 3x4-13 MTP, 316SS *** NOTE: 316SS Quoted, DI Pump Can Not Meet Lead Time Impeller: Full Seal: John Crane Model M168449 - Dual Cartridge Seal, C/SC/FKM/316SS Construction Motor: 40HP 1800RPM TEFC 3-Phase, Class I Div II Coupling: Woods with Spacer Guard: Aluminum Non-Sparking Skid Mounted on Channel Steel | OPTEK
OPTION2-PEERLESS PUMP | OPTION 2 - PEERLESS ANSI PUMP @ 1800RPM FOR LOWEST NPSHR Conditions: 450GPM @ 60PSI -- Gasoline, 0.74SG Pump: Peerless 8196 ANSI 3x4-13 MTP, 316SS *** NOTE: 316SS Quoted, DI Pump Can Not Meet Lead Time Impeller: Full Seal: John Crane Model M168449 - Dual Cartridge Seal, C/SC/FKM/316SS Construction Motor: 40HP 1800RPM TEFC 3-Phase, Class I Div II Coupling: Woods with Spacer Guard: Aluminum Non-Sparking Skid Mounted on Channel Steel | OPTEK
OPTIONAL ENGINEERING COST | (blank) | OPTEK
OPTIONAL MANUAL LOUVERS | Optional Manual louvers over OC section | OPTEK
OR-060097-WM | Swinchers Quik Stik, watermelon, 50/pkg,10pkg/cs | OPTEK
OR-060100-OR | Sqwincher Qwik Stik, Orange, 50/pkg, 1 PKG 10pkg/cs | OPTEK
OR-060102-FP | Sqwincher qwik stik, fruit punch, 50/pkg | A PLUS CONTR
OR-060107-GR | Swinchers Quik Stik, grape, 50/pkg,10pkg/cs | ZONE INDUST
OR-1205 | ??? | ZONE INDUST
OR-159200201 | Sqwincher Squeeze freeze pop, variety pack,15 bags/case 10pops/bag. | CYPRESS
ORANGE DPI GAUGE | ??? | KIM KOOL
ORANGE ELECTRICAL TAPE | Orange Electrical Tape | THE PAINT
ORANGE RESEARCH | ??? | THE PAINT
ORANGE RESEARCH DPI | ??? | THE PAINT
ORANGE WIRE | Orange Wire | THE PAINT
ORANGE-3/4X66FT TAPE | Job # 21109-10 3M 35-ORANGE-3/4X66FT 7000031581 VINYL COLOR CODING TAPE 3/4IN X 66FT
ORDER 7027 | All Material on order# 7027 | THE PAINT
ORDER ALTERATION | The cost for disassembly, testing, name plate change, registration, reassembly, and packaging will be $851.38 per package (includes both AC & OC) -change design conditions - test per UG-100 (275 PSIG pneumatic test pressure) to allow new rating. - Add NB registration - add dry weight to tag
O'REILLY | O'Reilly invoice #1234-133764, 3/16/23
ORIFCE PLATE | 3” 150# PADDLE TYPE ORIFCE PLATE, 1/8” THICK, 304SS MATERIAL WITH A BEVELLED 2.028” I.D. | ELLIOTT ELEC
ORIFICE | UNION, RESTRICTOR ORIFICE 1/2" FNPT, 316SS, 1/8" ORIFICE
ORIFICE PLATE | 3” 150# PADDLE TYPE ORIFCE PLATE, 1/8” THICK, 304SS MATERIAL WITH A BEVELLED 2.028” I.D.
ORIFICE RESTRICTION UNION | Orifice Restriction Union 0-3333-4-V-CS | SUMMIT
ORING | 3" Flange Oring (x2 per pump) 2-512-010-867-00 | REXEL
O-RING | Buna sample pot O-rings | BULLDOG STEE
O-RING #445 BN70 FOR SAMPLE POT | (blank) | KIM KOOL
O-RING 3/8" THICK OD 7 1/2" | (blank) | EGGELHOF, IN
O-RING BUNA-N | 26.5” O.D. X 0.330” O-ring Buna-N | BASIN ENGINE
ORING KIT | KIT, 4" 600# WHEATLEY CS F.E. CHECK VALVE NACE TRIM MFG PN # 2 VITON 0 RINGS, 1 FOR THE CLAPPER SEAT (#) AND THE 0THER FOR THE C0VER (#) | EGGELHOF, IN
O-RING KIT | KIT, 3" 600# WHEATLEY CS F.E. CHECK VALVE NACE TRIM MFG PN # 2 VITON 0 RINGS, 1 FOR THE CLAPPER SEAT (#) AND THE 0THER FOR THE C0VER (#) | ZONE INDUST
ORING VITON# 239 | Viton # 239 Oring | VIKING PUMP
ORINGS | set of orings | CITY PIPE
O-RINGS | Buna sample pot O-rings | CITY PIPE
OR-MIL-48-22-3100 | ??? | CITY PIPE
OT-50-FREEZERPOP | Overtime Freezer Pops, Variety Pack, Sugar Free 150 per Case | THE PAINT
OT-50-FREEZER-POP | Freezer Pops, Variety pack, Sugar free, 150 per case | THE PAINT
OUT BOARD SEAL | ???
OUTPUT | ???
OUTPUT MODULE | ???
OUTPUTS | ???
OUTSIDE ANGLE | House Rake | BULLDOG STEE
OVERHAUL KIT | 9A-50142150703 KIT, OVERHAUL C-22 CONTAINS: 50142150712 KIT, SEAL C-2 VITON 50142200065 PISTON, C-2 ASSEMBLY .055 50142208020 SEAT, C-2 2 PORT .077 HOLE 50142208021 CUP, C-2 SAMPLE .077 HOLE 50142208072 PIN, CARBIDE THRUST C2 50142381413 STEM, SCREW | CAMERON MEAS
OVERLOAD | 3RU2136-4QB0 47-57 FLA | E & I SALES
OVERNIGHT SHIPPING | ???
OVERNIGHT TECH | Overnight Tech Charge @ $265.00/night for 3 nights | CERTIFIED CA
OVINITIV PLC PNL | PLC off of MCI quote# OVINTIV – LACT – PLC PNL | MOTOR CONTRO
OVINTIV-SOFTWARE-KIT | 132678-132644-109200 EMERSON SOFTWARE PN: 132678, PN: 132644, PN: 109200 | MOTOR CONTRO
P/N 954AYBB--R---M21FAED-T | p/n 954AYBB--R---M21FAED-T Servo main selections: Enraf Servo 954 - A Performance & Legal metrology: Xtreme Prf OIML; fac.cal - Y User interface: Intrn disp & terminal HART SV - B Data transmission: Enraf Fieldbus Bi-phase Mark - B Basic VITO and HART input opt: None - - Additional VITO & HART input: None - - Temperature: RTD one spot element 3 wire - R Alarm outputs: None - - SIL functionality: None - - Addl communication or I/O: None - - Pressure; drum compart & flang: Med. press; 2in/ 150 FF; ASME - M21 Safety approvals: FM USA - F Measuring range & wire mat.: 27m (88ft) AISI 316 - A Displacer: U815C/260/S/90; 90mm (density) - E Servo density measurement: With Servo Density measurement - D Additional options: None - - Tag plate: Tag plate (Materl: CuNi alloy) - T Tag plate (max 15 characters): TBD - TBD | SWAGELOK WES
P/N- C411225JK-C2-2 | 36” Flexatallic style Gasket | KNIGHTEN MAC
P/N- C411227MC-A2-2; BOR-20-TB | Buna O-Ring for 20” Tube Turns T-Bolt Closure | ALLESCO
P/N: 0506, GASKET CD SYN FIBER | P/N: 0506, GASKET CD SYN FIBER | JAMISON PROD
P/N: 2205, REPAIR KIT | P/N: 2205, REPAIR KIT CD - 5/8 INCH Includes: keyed Shaft w/set screws, Impeller Lockdown Bolt & Washer, Key | JAMISON PROD
P/N: 26100-209# | OPTIONAL 120VAC TRANSFORMER (USED FOR 230/460VAC MXA-05 THRU MXA-40 LESS THAN 12 AMPS, includes 64-828-0005-3. GIVES THE UNIT 120VAC OUTPUT. ALSO USED FOR SINGLE PHASE MX UNITS) COMES WITH (2) OF PN: HCF-M4X10 FOR MOUNTING | PRICE PUMP
P/N: 26100-216 | POWER BOARD, CHASSIS ASSEMBLY 12AMP, MXA-05 thru-40 WITH FLA LESS THAN 12 AMPS (REPLACES P/N 26100-089, 26100-196, 26100-117, 26100-197 & 26100-215. Includes Part No. 64-825-0068) | PRICE PUMP
P/N: R-18-101CNV | 2"/3" 150 DuraSeal Slips | MIDSTREAM VA
P/N: R-18-103CNV | 4" 150 Slips P/N: R-18-103CNV | MIDSTREAM VA
P/N: R-18-104CNV | 6" 150 Slips P/N: R-18-104CNV | FRANKLIN VAL
P/N: SK10V | 6" 150 Seal Kit P/N: SK10V | FRANKLIN VAL
P/N: SK1V | 2"/3" 150 DuraSeal Seal Kit P/N: SK1V | FRANKLIN VAL
P/N: SK6V | 4" 150 Seal Kit P/N: SK6V | FRANKLIN VAL
P0WPS200EH10PG | P-STRUT PS200EH-10-PG HOLE CHN | FRANKLIN VAL
P0WPS500EH10PG | P-STRUT PS500EH-10-PG HOLE CHN | FRANKLIN VAL
P10906-06-09 | (blank) | DEALERS
P12426 | (blank) | DEALERS
P165659 | Donaldson Filter Element | SUMMIT
P167294 | HMK05 Single Head Assembly, 1-1/4" NPT Connections, 25PSI Visual Indicator | SUMMIT
P1E18MC250CT | SIEM P1E18MC250CT 250A 480/277V 18CIR CU INTERIOR PANEL BOARD | HI PLAINS
P1SC-W3-0400-GSR-XAP | P1SC-W3-0400-GSR-XAP 4" Power-Seal HPBFV, P1S Series, Class 300 Wafer Style, WCB Body, G2TFE Seat, CF8M Disc, PTFE Composite Stem Bearing, 17-4 PH Stem, Type P Packing. | HI PLAINS
P23E400BB24CH3R | PANEL DP-2 | SUMMIT
P24E600BB24AH3R | Panel DP-1 | VANZANDT CON
P24E600BB30CH3R | 600A/500A MCB 3R 35KAIC PANELBOARD | ELLIOTT ELEC
P3059 PMPHD | Viking 7.6 GPM Mag-drive Bi-Directional Vitek hardened head & Bracket Pump Head Only | ELLIOTT ELEC
P3059 VIKING 7.6 GPM MAG-DRIVE | P3059 Viking 7.6 GPM Mag-drive Bi-Directional Pump Head Only | ELLIOTT ELEC
P333CS | Handle, 1" Bore | CHEMTEC
P4127DI | Handle 3-4" Bore | CHEMTEC
P4127DI HANDLE | P4127DI Handle | MCCARTY EQUI
P4128CS | Handle 1-1/2" Bore | MCCARTY EQUI
P4129CS | Handle 2" Bore & 2R-5M | MCCARTY EQUI
P48G11S0312 | 3 Kva Mini Power Center 1PH 480V-120/240V P48G11S0312 | MCCARTY EQUI
P48G11S0512 | 5KVA MINI PWR CNTR 1PH 480V-120/240V | MCCARTY EQUI
P-4CP4-K12-RD | Red Deflector Cap for CP & CPA Check Valves 1/4"MNPT | ELLIOTT ELEC
P518796 | BOARD ASSY 4528 -737-SM | ELLIOTT ELEC
P518796 BOARD | P518796 Board Assy 4528-737-SM | FMC TECHNOLO
P520183 | INLN STUD & SPACER ASSY CX-SER | FMC TECHNOLO
P550173 | P550173 DIAPH #20 .085TK HNBR | FMC TECHNOLO
P551712 | (blank) | FMC TECHNOLO
P560855 | HMK25 Head Assy Ductile Iron | FMC TECHNOLO
P560855 (HMK25) | DUAL FILTER HEAD ASSEMBLY: DUCTILE IRON, 1 1/2" SAE 4-BOLT CONNECTIONS , 50 PSI BYPASS RATING, 100 GPM FLOW, 350 PSIG WP, 800 PSI STATIC BURST PRESSURE | HI PLAINS
P66 EXTRA DUTY GEAR OIL 220 | (blank) | HI PLAINS
P66 OIL | P66 Extra Duty Gear Oil 220 | STEALTH PUMP
P8000000803 | ??? | STEALTH PUMP
P8000002084 | P8000002084 METER-SD-30 DI BUNA 5:1 100% USG DUMMY
P8000002089 | TRNSMTTR - UPT-XU-1000-STD-01 | FMC TECHNOLO
P8000002093 | ??? | FMC TECHNOLO
P8000002164 SC-13 | ???
P8000002166 | TRNSMTTR - RAD 1:1 RATIO 550408003 Model Type PD Meter Accessories PD Accessories Required Right Angle Drive Blind Cover Plate Blind Cover Plate not Required Right Angle Drive 1:1 Standard RAD ROTA-PIC Painting Standard Ext Paint/No Int Coat
P8000004153 | P8000004153 RETURN/REPAIR OF E&H MATERIAL Promass Q 300 Received | FMC TECHNOLO
P8000010005 | Board - 50028858 with FMC amp mod | FMC TECHNOLO
P800001614 | ??? | FMC TECHNOLO
P800002101 | ???
P8A | BURNDY P8A CU/AL 8-OZ JOINT COMPOUND SQUEEZE BOTTLE MSDS# 1218-0072-1
P8EH000333 | P8EH000333 Kit power supply, 24VDC, Ex | SUMMIT
P8EH000881 | P8EH000881 8Q5B80-CSIMADDDGAAAFDSAAASKA2+AAEBEJ | FMC TECHNOLO
P95 PREFILTERS 6PK | (blank) | FMC TECHNOLO
P96191-X216AWG | MOTOR POWER MODULE CABLE, 16 AWG, 19/29 STRANDED TINNED COPPER, 4 TWISTED PAIR, 1 TWISTED TRIAD, 0.50”-0.55" O.D., X2, X3, P96191X216AWG | THE SHERWIN
P96192 | FEEDBACK CABLE, 18 GAUGE, TRIAD CABLE, RED/WH/BLK, W/DRAIN AND OVERALL SHIELDED PVC JACKET, 0.25"O.D., X2, X3, P96192 | TX INDUSTRIA
P-A00474 | P-A00474 IMPELLER, 316SS FOR 3X4-10 MTI, 10" FULL DIA. MPLX 22509-01 | TX INDUSTRIA
PA4040V ROTARY VANE PUMP | PO4040V rotary vane pump, 1400 lph @ 1450 rpm 303 Stainless steel housing, Flange mounting carbon graphite vane 1" NPT side ports no internal bypass Tanged shaft for coupling Viton seals Battalion Job# 21418 | EXCEL LOADIN
PACK - METER SEALS | 250/PACK METER SEALS W/SS WIRES 12" | FLUID-O-TECH
PACK RAT | 307-3 | CARLTON INDU
PACKAGING CHARGE | For the packaging and crating of the system | FENDER
PACKING GLAND | Part# 25567, TFE packing gland | THE SLOAN BR
PACKING GLANDS | Viton 518630-001 518630002 | DAVIS & DAVI
PACO K105-99 T-21 SEAL | Paco K105-99 T-21 Seal | FMC TECHNOLO
PADDLE TYPE ORIFCE PLATE | 3” 150# PADDLE TYPE ORIFCE PLATE, 1/8” THICK, 304SS MATERIAL WITH A BEVELLED 2.028” I.D. | ZONE INDUST
PA-DROP-J0244 | PA-DROP-J0244 J0244 Drop Tube Assembly -Includes: 4" Aluminum Drop Tube w/ TTMA Flange, Handle, Bucket Hook, Term w/ 45° Miter Cut | EGGELHOF, IN
PADS | Oil Absorbent Pads 17" x 19" x 1" | THE PAINT
PAINT | Shale Green paint on Order #OE0108685A7443 | THE SHERWIN
PAINT - MEDALLION TAN | HSPOLYGL EXWHT 5G | THE SHERWIN
PAINT HIGH SOLIDS | 5 gallon kit of High Solids White | THE SHERWIN
PAINT MOBILE BEIGE | 5 GALLON KIT OF MOBILE BEIGE HIGH SOLIDS | THE SHERWIN
PAINT ROLLERS 4” | (blank) | THE SHERWIN
PAINT RUST | Paint Rust OBS VOC SFT Yel Ga | HIGGINBOTH16
PAINT TRAYS | paint trays | THE SHERWIN
PAINTED GRATING | 3/16 x 1-1/2 Painted Grating Marathon Job# 21818-04 & 05 | THE SHERWIN
PAINTER SOCKS | (blank) | THE SHERWIN
PAINTER SUITS | painter suits | THE SHERWIN
PAINTERS SOCKS | Painters Socks | TEINERT META
PAINTERS SUIT | (blank) | THE SHERWIN
PAINTERS SUITS | Painters suits | THE SHERWIN
PAINT-MACROPOXY | MAC646SE WHT 10G | THE SHERWIN
PAINT-PLAINS MOBILE BEIGE | HSPOLYGL UDBS 5G | THE SHERWIN
PAINT-WHITE | ENV940LV EXWHT 5G | THE SHERWIN
PAIR OF ORINGS | 2 O Rings, 1 for the Clapper/Seat (#239) and the other for the Cover (#331) | CITY PIPE
PALLET OF WATER | (blank) | SAUNDERS COM
PAN H000X025H1M | (blank) | SUMMIT
PAND S100X150VA1Y | PAND S100X150VA1Y WHT SLF-LAM LABEL | SUMMIT
PANEL | SN7LP-12-MLO-12-1-T-10120-S756V - NEMA 4/7/9 SN7LP C1 D1&2 240/120V 1PH 3W 12CKT 100 COPPER BUS NON-FACTORY SEALED MLO PANEL BOARD W/ BREATHER/ DRAIN INSTALLED AND THE FOLLOWING BRANCH BREAKERS: # 10 EA - 1P/20A BAB BRANCH BKR *PROJECT DURATION: DESIGN DRAWING Whitewater Midstream Job# 21300 | SUMMIT
PANEL BOARD - 15A 1P 120V BREAKER | PART NO. B115SIEM B115 BREAKER 15A 1P 120V 10K BL | SUMMIT
PANEL BOARD - 20A 1P 120V BREAKER | PART NO. B120SIEM B120 BREAKER 20A 1P 120V 10K BL | SUMMIT
PANEL BOARD - 20A 2P 120/240V BREAKER | PART NO. B220SIEM B220 BREAKER 20A 2P 120/240V 10K BL | SUMMIT
PANEL BOARD - 240VAC SURGE PROTECTOR | PART NO. SP50-2401PAC Surge Protector, 240 Vac Single Phase, 50 kA, Type 1 and Type2, CE, RoHS | SUMMIT
PANEL BOARD - 30A 2P 120/240V BREAKER | PART NO. B230SIEM B230 BREAKER 30A 2P 120/240V 10K BL | SUMMIT
PANEL BOARD - 38H LATCH TRIM ASSEMBLY | PART NO. S38BSIEM S38B FAS-LATCH TRIM ASSY 38H, SURFACE MOUNT | SUMMIT
PANEL BOARD - 38H X 20W BOX | PART NO. B38SIEM B38 20W TYPE 1 BOX W/O GROUND BUS, 38H X 20W | SUMMIT
PANEL BOARD - GROUND BUS KIT | PART NO. EGKSIEM EGK GND BUS KIT, AL. 42 CKT | SUMMIT
PANEL BOARD - MAIN LUG KIT | PART NO. MLKA1ASIEM MLKA1A KIT 250A MAIN LUG KIT 1PH | SUMMIT
PANEL BOARD - MAIN PANEL BOARD INTERIOR | PART NO. P1A30MC250CTSIEM6 P1A30MC250CT | SUMMIT
PANEL BOARD - TYPE BE 15A 1P 120V BREAKER | PART NO. BE115ITE BE115 1P 15A 120V CKT BRKR | SUMMIT
PANEL BOARD - TYPE BF 15A 1P 120V BREAKER | PART NO. BF115ASIEM BF115A BKR 15A 1P 120V 10K BLF2 GFCI 5MA | SUMMIT
PANEL BOARD SPK-ECC | SN7LP-12-MLO-12-1-T-10120-S756V - NEMA 4/7/9 SN7LP C1 D1&2 240/120V 1PH 3W 12CKT 100 COPPER BUS NON-FACTORY SEALED MLO PANEL BOARD W/ BREATHER/ DRAIN INSTALLED AND THE FOLLOWING BRANCH BREAKERS: • 10 EA - 1P/20A BAB BRANCH BKR QUANTITY (2) GFPE CIRCUIT BREAKERS ADDED TO ORDER 9/26/22 *PROJECT DURATION: DESIGN DRAWINGS: 3-5 BUSINESS DAYS A.R.O* **FABRICATION COMPLETE: 7-10 BUSINESS DAY LEAD AFTER APPROVAL OF DRAWINGS** | SUMMIT
PANEL DP-1 | P24E800BB30CH3R PANEL DP-1 RPCB3673 NEMA 3R BOX 36X73 | ELLIOTT ELEC
PANEL EQUIPMENT | Per the attached approved drawings the additional equipment to build this panel is: (4) Triple level terminal blocks (1) Marking tag carrier (1) End plate for terminal block (2) Amphenol connector strain relief, gaskets, and protective caps (1) Amphenol connector panel mount | ECI, INC.
PANEL MOUNT | MS3102A-14S-2S pin fem panel mount | COMMERCIAL E
PANEL RACK & CANOPY MATERIALS | All materials on Quote #1011202402 | TEINERT META
PANEL RACK CANOPY | (blank) | ULTIMATE WEL
PANEL RACK FAB | (blank) | ULTIMATE WEL
PANEL RACK FAB MATERIAL | Quote #705202202 | TEINERT META
PANEL RACK FAB MATERIALS | All material on Quote #612202401 | TEINERT META
PANEL RACK MATERIAL | All material on Quote #309202307 split between (12) jobs | TEINERT META
PANEL RACK W/ CANOPY | Panel Rack w/ Canopy | ULTIMATE WEL
PANEL UL508A COMPLIANCE | 1. BKRF Panel 1 a. 8 ea - Phoenix Contact - 3214362 - 2 Level TB, 6mm (UT4-L/L) b. 4 ea - Phoenix Contact - 3046184 - 1 Level TB, 6mm, Wide (UT4-MTD) c. Customer Provided i. 2 ea - Phoenix Contact - 1019983 - Phoenix Contact, 15A Thermo-magnetic Device Circuit Breaker ii. 10 ea - Phoenix Contact - 3214320 - 2 Level Fused TB, Ground Foot 6mm (UT4-PE/L/HESI 5X20) iii. 3 ea - Phoenix Contact - 3214325 - 2 Level Fused TB, 6mm (UT4-L/HESI 5X20) iv. 20 ea - Phoenix Contact - 3046032 - 1 Level Fused TB, 6mm (UT4-HESI 5X20) v. 5 ea - Phoenix Contact - 3046223 - 1 Level Ground TB, 6mm, Wide (UT4-MTD-PE) d. Wire, Wire Labels, Fuses, End Stops, etc. e. Labor for Manufacturing, Testing, and Supervision f. This price is quoted FOB factory, freight prepaid and add 2. BKRF Panel 2 a. 8 ea - Phoenix Contact - 3214362 - 2 Level TB, 6mm (UT4-L/L) b. 39 ea - Phoenix Contact - 3046184 - 1 Level TB, 6mm, Wide (UT4-MTD) c. 1 ea - Bussmann - CHM1DU - Fuse Block, 1-Pole, Midget Class d. 1 ea - Bussmann - FNM5 - Fuse, Midget Class, 5 Amp, Slow Blow, 250VAC e. Customer Provided i. 2 ea - Phoenix Contact - 1019983 - Phoenix Contact, 15A Thermo-magnetic Device Circuit Breaker ii. 1 ea - Phoenix Contact - 2891001 - Industrial Ethernet Switch - FL SWITCH SFNB 5TX iii. 15 ea - Phoenix Contact - 3214320 - 2 Level Fused TB, Ground Foot 6mm (UT4-PE/L/HESI 5X20) iv. 38 ea - Phoenix Contact - 3214325 - 2 Level Fused TB, 6mm (UT4-L/HESI 5X20) v. 20 ea - Phoenix Contact - 3046032 - 1 Level Fused TB, 6mm (UT4-HESI 5X20) vi. 8 ea - Phoenix Contact - 3046223 - 1 Level Ground TB, 6mm, Wide (UT4-MTD-PE) vii. 6 ea - Phoenix Contact - 2909524 - Terminal Block Relay, 24VDC Coil, SPDT, ATEX f. Wire, Wire Labels, Fuses, End Stops, etc. g. Labor for Manufacturing, Testing, and Supervision h. This price is quoted FOB factory, freight prepaid and add | SHERMCO SYST
PANELBOARDS | 23 Circuits, 600A, Fully Rated, 480V 3Ph 3W, Copper Bus, 35kAIC, 500A, LGE 3P Main Breaker[Bottom Fed], Surface Mounted Catalog No P4E600BB34CH3R Designation DP-1 600A 73" CAN Qty List of Materials 1 500A, LGE 3P Main Breaker 1 Padlockable Hasp Lockoff Device 1 Padlockable Hasp Lockoff Device 2 Padlockable Hasp Lockoff Device 4 Padlockable Hasp Lockoff Device 1 3P FD Branch Provision Only 1 40A, 2P FD Branch Breaker 3 20A, 3P FD Branch Breaker 1 250A, 3P KD Branch Breaker 1 300A, 3P KD Branch Breaker 1 100A, 3P FD Branch Breaker 1 Copper Main Bus, 600 Amps 1 Std. Bolted Al Ground Bar (Al/Cu Cable) 1 Panel Nameplate - White with Black Letters 1 Type 3R Enclosure: RPCB3673 | ELLIOTT ELEC
PAPER GASKET | 3" 150# FF NON-ASBESTOS GASKET 1/16 | MCCARTY EQUI
PAPER GASKETS | 2" 150# RF PAPER GASKETS | CITY PIPE
PARKER 24V SOLENOIDS | ???
PARKER SOLENOID | ???
PART | 1/4" THK X 90 DEG X 10" WD 8" P.S. FRP-ETCHED INSIDE | E-Z PIPE
PART # 20586 PLUG RETAINER | Part # 20586 Plug retainer | DAVIS & DAVI
PART # 20592 | Part # 20592 Upper and lower cages | DAVIS & DAVI
PART # 21149 ACETAL PLUGS | Part # 21149 Acetal plugs | DAVIS & DAVI
PART # 60029 REPAIR KIT | Part # 60029 Repair kit | DAVIS & DAVI
PART 1125001 FOR 3" SMITH METER | (blank) | FMC TECHNOLO
PART A BRASS CAM GROOVE | 4in Adpt x FmNPT "A" Brass Cam Groove | MCCARTY EQUI
PART A CAM GROOVE | 2in Adpt x FmNPT "A" Alum Cam Groove | MCCARTY EQUI
PART NUMBER: 30.03.00009.4610 | Flex-A-Seal; Seal Pot High Level Switch Level Switch • 0.750” MNPT • 24 VDC • Ameritrol LX-0750-D • 316L SS • CSA | DXP ENTERPRI
PART# 21348 | Part# 21348, Buna packing gland assembly | JM TEST SYST
PART# 25567 | Part# 25567, Replacement TFE packing gland assembly only | JM TEST SYST
PART# 25567, TFE PACKING GLAND | (blank) | JM TEST SYST
PART# 60027 | Part# 60027, Repair kit for Pathway model# 304-335-121 (Option 8), revised model# 304-337-12A1, with Buna packing gland | DAVIS & DAVI
PART# 60053 | Part# 60053, Repair it for Pathway Model# 550-332-14B1, back pressure valve | DAVIS & DAVI
PART# 60074 | Part# 60074, Repair kit for model# 304-337-12E1, divert valve with TFE packing gland | DAVIS & DAVI
PART: BULLSEYE LEVEL | (blank) | DAVIS & DAVI
PART: CAP FOR FITTING | (blank) | DAVIS & DAVI
PART: MALE ADAPTOR | (blank) | DAVIS & DAVI
PARTS | RAC 232 4SQ BOX WELDED 2-1/8 DEEP 1/2-3/4 TKO | REXEL
PARTS & LABOR | Parts & Labor to repair SC-13 RMA# 301470172 SO# 6200237791 Ser# 4873945 | CAMERON MEAS
PARTS AND LABOR | Brokedown meter and cleaned everything out. Sandblasted and dry molyed case, cover, rotor, and small parts. Machine work: Bored and sleeved case, cover, and rotor. Re-tipped blade bottoms. Surfaced cut case and cover. Rebuilt meter with new parts as needed. | CAMERON MEAS
PARTS DEPT. REPLENISHMENT STOCK | ???
PARTS FITTING | (blank) | JM TEST SYST
PARTS MISC. NON WARRANTY | **ELE ASSEMBLY REQUIRED 000-112562-ELE -- 28 FT 000-100431-ELE -- QTY 1 000-100906-ELE -- QTY 1 000-100433-ELE -- QTY 8 | FLOW MANAGEM
PARTS REPLENISHMENT | ???
PARTS STOCK REPLENISHMENT | ???
PARTS WASH | MINERAL SPIRITS FOR PARTS WASH | SAUNDERS COM
PASTE, ROSIN | PASTE, ROSIN SOLDER FLUX, 2 OZ | ESI SUPPLY
PATHWAY 2" DIVERT VALVE | ???
PATHWAY BP VALVE | 550-332-14B4 Pathway Back Pressure Valve 3" 150# Piston Operated, 100-340 PSIG | HATFIELD AND
PATHWAY PRESSURE PILOT | R2800-114-1A1 ¦ PATHWAY PRESSURE PILOT, 25-350 PSI SIGNAL PRESSURE, STANDARD ALUM PROCESS SIGNAL & SUPPLY OUTPUT BODY, STANDARD 303SS TRIM SEAT, NITRILE SEALS, 1/4" NPT CONNECTION | HATFIELD AND
PATTON BULLET | PATTON BULLET PROXIMITY SWITCH (PLP-BPS) - New Prox Switch | BILL SPITZER
PATTON DIVIDER VALVE | PATTON DIVIDER VALVE (12T/12T/12T/6S) - New Valve | BILL SPITZER
PB600D 2IN PLSTC BSHNG | Job # 21109-10 Charge back to moms meals | DEALERS
PB800 D 3IN 105D PLS | Job # 21109-10 Charge back to moms meals | DEALERS
PC100RA 1IN RITE ANGL 25EA | (blank)
PC100RA 1IN RITE ANGLE | Job # 21109-10 Charge back to moms meals | DEALERS
PC200RA 2IN RITE ANGL 20EA | (blank) | DEALERS
PC200RA 2IN RITE ANGLE | Job # 21109-10 Charge back to moms meals | DEALERS
PC300RA 3IN RITE ANGLE 100 | (blank) | DEALERS
PC600-48MM SILV DUCT | PC600-48MM SILV DUCT | DEALERS
PCAH | Power Termination Kit | THE SHERWIN
PCA-H KIT | PCA-H Kit Kit Power Connection for BSX, HTSX, KSX, HPT and FP. Up to 3 cables. Non-metallic. P/N CUSTNGCACC | SOUTHERN PET
PC-PACJS2401A1 | ??? | CHEROKEE M&C
PCS ENCLOSURE - PCS363010 | Insulated NEMA 4 powder-coated steel analyzer enclosure - 36x30x10 | ENVENT TECH
PCSBBABTB14C | 18CKT 100A CU 120/240V 1PH3W 65KAIC 60A MCB 3R | DSI
PCSFNGBBA24C | Panel DP-1 Marathon Coterra Riverbend 24163-01 | DSI
PCSFNGBBB24C | PANEL DP-1. MPLX 24301-01 Backfill to 24095-01. | ELLIOTT ELEC
PCS-H | PCS-H Above Insulation Splice/End Seal Kit | ELLIOTT ELEC
PCS-H ABOVE INSULATION | PCS-H Above Insulation Splice/End Seal Kit | ELLIOTT ELEC
PDAH1001A | Heater Panel 100W 120 VAC | MOTOR CONTRO
PDAQ | A03-000000-000 PROVING DATA ACQUISITION | FLOW MANAGEM
PDG23F0100TFFJ | PDG2 3P 100A 25KA/480V FXFXTMTU | ELLIOTT ELEC
PDG23G0100TFFL | EATON POWER DEFENSE MOLDED CASE CIRCUIT BREAKER, G | ELLIOTT ELEC
PDG3X3TA630 | PDG3-600A AL TERM, 600A, (2) 2-500, 3P BREAKER LUG KIT | ELLIOTT ELEC
PECK SHEET | ???
PEERLESS 1.5X3-10 CHARGE PUMP | Skidded Pump and Motor Package Order Line Notes: CHARGE PUMP Conditions: 3500BPD @ 30PSI -- Crude Oil Pump: Peerless 8196 ANSI 1.5x3-10 MTP, DI/SS Impeller: 9.36" Seal: 1.750IN Single Cartridge, C/SC/Viton/316SS Motor: 5HP 1800RPM TEFC 3-Phase Coupling: Woods with Spacer Guard: Aluminum Non-Sparking Skid Mounted on Channel Steel | ZONE INDUST
PEERLESS 1.5X3-13 MTP 8196 | Peerless 1.5” x 3” x 13” with 10.97” trimmed impeller driven by 60hp 3600rpm motor | ZONE INDUST
PEERLESS 1X2-10 BOOSTER PUMP | Skidded Pump and Motor Package Order Line Notes: BOOSTER PUMP Conditions: 3000BPD @ 150PSI -- Crude Oil Pump: Peerless 8196 ANSI 1x2-10 MTP, DI/SS Impeller: 9.44" Seal: 1.750IN Single Cartridge, C/SC/Viton/316SS Motor: 30HP 3600RPM TEFC 3-Phase Coupling: Woods with Spacer Guard: Aluminum Non-Sparking Skid Mounted on Channel Steel | ZONE INDUST
PEERLESS 8196 ANSI 3X4-13 | One (1) Peerless 8196 ANSI 3x4-13 5V MTP, DI/SS Impeller: 7.87" Seal: 1.750" Single Cartridge, C/SC/Viton/316SS Motor: 50HP 3600RPM TEFC 3-Phase Coupling: Woods with Spacer Guard: Uniguard Aluminum Barrel Guard 1000BPH @ 70PSI -- Crude Oil, 0.772-0.825SG | ZONE INDUST
PEERLESS BOOSTER PUMP | Skidded Pump and Motor Package PEERLESS PUMP Conditions: 8,000BPD @ 225PSI Differential / 50PSI Suction (MAWP 275) -- Crude Oil, 0.82SG Pump: Peerless 8196 LTP 2x3-13, DI/SS Impeller: 12.11" Seal: 1.875" Single Cartridge, C/SC/Viton/316SS Motor: 100HP 3600RPM TEFC 3-Phase, Class I Div II Rated Coupling: TB Woods Guard: Aluminum Non-Sparking Skid Mounted on Steel Skid | ZONE INDUST
PEERLESS LACT PUMP | Pump: Peerless 8196 ANSI 1x2-10 MTP, 316SS Impeller: 9.75" Seal: Single Cartridge, C/SC/Viton/316SS Motor: 40HP 3600RPM TEFC 3-Phase. Coupling: Woods with Spacer Guard: Aluminum Non-Sparking Skid Mounted on Channel Steel. Conditions: 1500BPD @ 170PSI -- Crude OIl, 0.85SG. Javelin 22397-01 | ZONE INDUST
PEERLESS PUMP | Peerless 8196 ANSI 3x4-8 Single Cartridge, C/SC/Viton/316SS, 30HP 3600RPM | ZONE INDUST
PEERLESS WACT PUMP | Pump: Peerless 8196 ANSI 1x2-10 MTP, 316SS Impeller: 8.87" Seal: Single Cartridge, C/SC/Viton/316SS Motor: 30HP 3600RPM TEFC 3-Phase Coupling: Woods with Spacer Guard: Aluminum Non-Sparking Skid Mounted on Channel Steel. Conditions: 2500BPD @ 170PSI -- Produced Water, 1.05SG. Javelin 22396-01 | ZONE INDUST
PERFRM REBUILD KIT | (blank) | THE SHERWIN
PERMATEX 26240 RED THREAD LOCK | (blank) | THE PAINT
PERMIAN 5021-X8 | AMT 1-1/4 X1 CAST STAINLESS PUMP, VITON MECH. SEAL, CLOSE COUPLED TO 1-1/2HP, 3PH, XP HAZARDOUS DUTY 56J MOTOR Urban 23360-01 &02 | PERMIAN VALV
PERMIAN E1SA5T559C-ATEX | VERSA-MATIC 1" STAINLESS AOD PTFE DIAPHRAGMS, BALLS & SEATS, ALUMINUM CENTER BODY, BOLTED PUMP Urban 23360-01 &02 | PERMIAN VALV
PERMIAN PINNACLE PUMP | Pinnacle 3” x 2” x 10” with 9.375” trimmed impeller, single cartridge seal C/CS/Viton/316SS, driven by a 75hp 3600rpm 480 VAC, 3 phase TEFC motor capable of pumping up to 10,000 BPD @ 170psi 1.05 produced water. Javelin | PERMIAN VALV
PERMIAN PINNACLE-FLO | JAVELIN (10K BPD @ 170 PSI) 32 API CRUDE OIL Pump PINNACLE-FLO 1.5x3x13 ANSI CHEMICAL PROCESS CENTRIFUGAL PUMP UNIT WITH: CS CONSTRUCTION, ENHANCED POWER END, HI-TEMP CARTRIDGE MECHANICAL SEAL, & 11.4375” STAINLESS STEEL IMPELLER. DRIVEN BY A 75HP 3/60/230-460, 3600 RPM, TEFC CLASS 1, DIV 2 ELECTRIC MOTOR, WITH WOODS NO. 9 SCH 5 PIECE COUPLING, MOUNTED ON A 18x64” CHANNEL BASEPLATE, & COUPLING GUARD. Javelin 23205-01 | PERMIAN VALV
PERMIAN WACT PUMP | JAVELIN 22795-01 WATER SKID PUMP PINNACLE-FLO 1x2-10 ANSI CHEMICAL PROCESS CENTRIFUGAL PUMP UNIT WITH: STAINLESS STEEL CONSTRUCTION, ENHANCED POWER END, HI-TEMP CARTRIDGE MECHANICAL SEAL, & 8.87” STAINLESS STEEL IMPELLER. DRIVEN BY A 30HP 3/60/230-460, 3600 RPM, TEFC CLASS 1, DIV 2 ELECTRIC MOTOR, WITH WOODS NO. 7 SCH 5 PIECE COUPLING, MOUNTED ON A 15x52” CHANNEL BASEPLATE, & COUPLING GUARD. 4 WEEK DELIVERY | PERMIAN VALV
PERMIT | (blank) | BAY LTD.
PETK1D | End Termination Kit | DSI
PETK-1D | PETK-1D Power/End Termination Boot Kit | DSI
PETK-1D POWER/END | PETK-1D Power/End Termination Boot Kit | SOUTHERN PET
PETK-1D KIT KIT | PETK-1D Kit Kit Circuit Fabrication for BSX, RSX and VSX. Division areas P/N CUSTNGCACC | CHEROKEE M&C
PEV-3C SS | PEV-3C SS Pressure Equalizing Valve 1500 PSI | CAMERON MEAS
PEWWE20-12-286T | PEWWE20-12-286T PEWWE 20 HP 1200 RPM 3 PH 60 Hz 230/460V 1.25 SF 286T FRAME, TEFC, SEVERE DUTY MOTOR, CAST IRON, PREMIUM EFFICIENCY, RIGID MOUNTING | WORLDWIDE EL
PEWWE40-12-364T | PEWWE 40 HP 1200 RPM 3 PH 60 Hz 230/460V 1.25 SF 364T FRAME, TEFC, SEVERE DUTY MOTOR, CAST IRON, PREMIUM EFFICIENCY, RIGID MOUNTING | WORLDWIDE EL
PF 67000 115V 11667154055 | DRIVE FAN | SUMMIT
PFTE TAPE | PTFE TAPE, 3/4 | SUMMIT
PH150MQMJ | 1PH 150VA 240X480V-120X240V 50/60HZ CU | ELLIOTT ELEC
PH250MQMJ | 1PH 250VA 240X480V-120X240V 50/60HZ CU | ELLIOTT ELEC
PH50MQMJ | 1PH 50VA Control Transformer 240x480v-120x240v 50-60Hz | ELLIOTT ELEC
PHD6060EG | Job # 21109-10 Charge back to moms meals | DEALERS
PHEH000035 | ???
PHOENIX CONTACT | Phoenix Contact UT 6 Feed-through terminal block, nom. voltage: 1000 V, nominal current: 41 A, connection method: Screw connection, number of connections: 2, cross section: 0.2 mm² - 10 mm² | AWC, INC
PHOENIX CONTACT D-UT | Phoenix Contact D-UT 2 5/10 End cover length: 47 mm width: 2.2 mm height: 39.8 mm color: gray | AWC, INC
PHOENIX UPS | Mfr: Phoenix Contact *Mfr pn: 1156404 | AWC, INC
PHOTO PULSER | 3L-7600 Photo pulser | CAMERON MEAS
PIANO HINGE JIC 3EA | Job # 21109-10 Charge back to moms meals | DEALERS
PIANO HINGE JIC 5EA | (blank) | DEALERS
PICK UP | Pick-Up Fee from Western Sheet Metal | ESCOBEDO'S W
PICK UP TRUCK | (blank) | BRAGG CRANE
PICKLE PUMP | Pickle pump with glycol and add blind flanges | ESCOBEDO'S W
PICK-UP | Pick-Up fee. For every trip to Western Sheet Metal | FAURE HERMAN
PICKUP CHARGE | (blank) | DXP ENTERPRI
PICK-UP COIL (500431) | (blank) | SKYWORKS
PIGTAIL 4-7 PIN | Pigtail 4-7 pin male military | A PLUS CONTR
PIGTAIL 4-7 PIN MALE | (blank) | A PLUS CONTR
PIGTAILS | Green 7-1/2 in. long 12 AWG 50 pack grounding pigtails with ground screw | GRAYBAR
PIKOTEK FLANGE INSULATION KIT | 3" 600# | CITY PIPE
PILOT LIGHT | Pilot Light | INSTRUMENT M
PILOT OP PSV - MERCER 2" ANSI 300 X 1" ANSI 900 | MODULATING PILOT OPERATED RELIEF VALVE MAIN VALVE P/N: 95-31F133YM PILOT VALVE P/N: M6-1101069 1" ANSI 900 INLET FLANGE 2" ANSI 300 OUTLET FLANGE WCB BODY, CS BONNET, VESPEL SEAT, FKM O-RINGS, 316SS PISTON/DISK/NOZZLE, 316SS TUBING | BRICE CO
PILOT, BACK PRESSURE VALVE | Pilot, Back Pressure, 70-180 PSI, Daniel Model 1760, CS Body Viton O-rings | MIDSTREAM VA
PIN | Pin | INSTRUMENT M
PIN - GROOVE TYPE | PIN - GROOVE TYPE E .08 DIA X .50 LONG | FMC TECHNOLO
PIN - GROOVE TYPE E | PIN - GROOVE TYPE E .08 DIA X .50 LONG | FMC TECHNOLO
PIN-COTTER | PIN-COTTER 1/16 DIA X 5/8 LONG | FMC TECHNOLO
PIN-COTTER 1/16 DIA | PIN-COTTER 1/16 DIA X 5/8 LONG COTTER PIN, PKG. QTY. 10 | FMC TECHNOLO
PINK LINERS | pink liners 60pk | THE SHERWIN
PINK POT LINERS | Pink Pot liners | THE SHERWIN
PINNACLE 1.5 X 3 -13" PUMP | ???
PINNACLE 2X3-8 | ???
PINNACLE 3" X 4"-10 PUMP | ???
PINNACLE PUMP | ???
PINNACLE PUMP SKID | ???
PINS-QTY 10 | PINS-QTY 10 | INSTRUMENT M
PINT SIZE BLUE PIPE DOPE | (blank) | CITY PIPE
PINT THREAD SEALANT | Thread Sealant | CITY PIPE
PINT-PIPE SEALANT | (blank) | CITY PIPE
PINTS OF PIPE DOPE | pints of pipe dope | CITY PIPE
PIONEER CANOPIES | Pioneer Canopies, Job# 21460 | ULTIMATE WEL
PIONEER PLC PNL | MCI TO BUILD-TO-PRINT PER CUSTOMER SUPPLIED DRAWINGS. PANELS TO BE MFG PER UL 508A AND ISO-9001 PROCEDURES. PANELS TO BE QC TESTED AND TO RECEIVE UL 508A LISTING. NOTE: SCS TO FREE-ISSUE SUPPLY ALL IDEC COMPONENTS TO MCI. Pioneer 23285-01 thru 22. | MOTOR CONTRO
PIPE | 3/4" SCH 80/XH DOMESTIC PIPE | CITY PIPE
PIPE - MANIFOLD | (blank) | ULTIMATE WEL
PIPE & CONTAINMENT | (blank) | ULTIMATE WEL
PIPE & FITTINGS | All Sch 80 Pipe and Fittings for 3" x 2" WACT. EVX, 22062-01 & 22063-01 3"150# FFWN XH Flange | TORO COMPLET
PIPE & FLANGES | All material on Quote #Q25104965 | CITY PIPE
PIPE & WELD FITTINGS | All material on Quote #ODE33885 | INDUSTRIAL
PIPE & WELD MATERIAL | ???
PIPE AND FITTINGS | Pipe and Fittings per Quote# ODE22114 | INDUSTRIAL
PIPE AND SKID FAB | Welding costs for Pipe and Skid fabrication from Ultimate Welding | ULTIMATE WEL
PIPE AND WELD FITTINGS | All pipe and fittings on spreadsheet provided by Matt Copeskey | CTAP
PIPE AND WELD MATERIAL | All material on Quote #ODE47030 | INDUSTRIAL
PIPE CLAMP TEMP SENSOR | Rosemount 0085 Pipe Clamp Temperature Sensor 0085N3P1J0080U0508AXAE5 | ROSEMOUNT, I
PIPE DOPE | PT size | CITY PIPE
PIPE DOPE (PINT SIZE) | PIPE DOPE (PINT SIZE) | CITY PIPE
PIPE DOPE 1PT | Pipe Dope 1pt | JET SPECIALT
PIPE FAB | (blank) | ULTIMATE WEL
PIPE FAB LABOR | Pipe fabrication labor | ULTIMATE WEL
PIPE FABRICATION | Pipe Fabrication | ULTIMATE WEL
PIPE FITTING | All material on Quote #Q25105373 | CITY PIPE
PIPE FITTINGS | All material on Quote #Q25105374 | CITY PIPE
PIPE LABOR | (blank) | ULTIMATE WEL
PIPE NIPPLE | ???
PIPE PAD 3" | 1/4" THK X 90 DEG X 8" WD 3" P.S. FRP - ETCHED INSIDE | E-Z PIPE
PIPE PAD 4" | 1/4" THK X 90 DEG X 8" WD 4" P.S. FRP - ETCHED INSIDE | E-Z PIPE
PIPE PAD 6" | 1/4" THK X 90 DEG X 8" WD 6" P.S. FRP - ETCHED INSIDE | E-Z PIPE
PIPE PAD EPOXY | 5Lb Kit Epoxy Glue | E-Z PIPE
PIPE- PRESSURE 1 .250 SCH 160 | PIPE- PRESSURE 1 .250 SCH 160 A106B PE 21 FT DOMESTIC 2.85LB/FT | MCCARTY EQUI
PIPE SEALANT | Rectorseal - Pint - No.5 | ULTIMATE WEL
PIPE- SEAMLESS 2 | PIPE- SEAMLESS 2 .218 SCH 80/XH A106B BEV DRL | ULTIMATE WEL
PIPE- SEAMLESS 3 | 66.5 Feet PIPE- SEAMLESS 3 .300 SCH 80/XH A106B BEV DRL | ULTIMATE WEL
PIPE- SEAMLESS 4 | 68.8 Feet PIPE- SEAMLESS 4 .337 SCH 80/XH A106B BEV DRL | E-Z PIPE
PIPE- SEAMLESS 6 | 40.7 Feet PIPE- SEAMLESS 6 .432 SCH 80/XH A106B BEV DRL | TEINERT META
PIPE- SEAMLESS 8 | PIPE- SEAMLESS 8 .500 SCH 80/XH A106B BEV DRL | ULTIMATE WEL
PIPE SPOOL | Pipe Spool NuStar Job# 21134 | CITY PIPE
PIPE SPOOL FAB | Fabricate New Pump Inlet and Discharge Spools Verdun Oil 20688-01 LACT Upgrade | CITY PIPE
PIPE SPOOLS | (blank) | ULTIMATE WEL
PIPE SUPPORT | 6'' 510 - BIR <> D = 3' - 6'' | ULTIMATE WEL
PIPE SUPPORT MATERIAL | All material on Quote #820202401 | ULTIMATE WEL
PIPE SUPPORTS | Pipe Supports | ULTIMATE WEL
PIPE THREAD 1 PINT | SEALANT- PIPE THREAD 1 PINT RECTORSEAL NO. 5 | ULTIMATE WEL
PIPE THREAD SEALANT | (blank) | ULTIMATE WEL
PIPE WELD | Weld Pipe Medallion Job# 22044 | CITY PIPE
PIPE WELD 20583-01 | Pipe Weld 20583-01 | CITY PIPE
PIPE WELD 20594 | Pipe Weld 20594 | CITY PIPE
PIPE WELD LABOR | Pipe Weld Labor | CITY PIPE
PIPE WELDING | Pipe Welding Labor | CITY PIPE
PIPE WELDING LABOR | Pipe Welding Labor | CITY PIPE
PIPE/COND CLM PREASSEM | Job # 21109-10 Charge back to moms meals | ULTIMATE WEL
PIPE/CONTAINMENT/SEAL POT | (blank) | GRAYBAR
PIPE/THD FITTINGS | All materials on Quote #ODE00665 | ULTIMATE WEL
PIPECLAMP | CADR1GD0400EG ERC RIGD0400EG PIPECLMP F/RGD | INDUSTRIAL
PIPELINE BOOSTER PUMP | ??? | DEALERS
PIPELINE INLET SPOOL | PIPELINE INLET SPOOL
PIPE-MANIFOLD | (blank) | ULTIMATE WEL
PIPETITEUP TO 1 IN TUBE | Purchased for moms meals | FASTENAL
PIPETITEUP TO 1IN TUBE | Job # 21109-10 Charge back to moms meals | FASTENAL
PIPETITEUPTO1INTUBE | PipetiteUpTo1InTube | FASTENAL
PIPING | EnLink 21072-01 Piping for EnLink standard LACT | ULTIMATE WEL
PIPING COMPONENTS THREADED | All material on Quote #ODE00440 | INDUSTRIAL
PIPING FABRICATION | Piping Fabrication per submitted ISO's | ULTIMATE WEL
PIPING MATERIAL | Piping Material from IPS per quote 1426391 Except 6" Hammer Union | INDUSTRIAL
PIPING MATERIAL, FLANGES | 4" 600# & 6" 600# Flanges from Elite Supply Partners | CITY PIPE
PIPING SPOOLS | (blank) | ULTIMATE WEL
PIPING WELD LABOR | Booster pump installation | ULTIMATE WEL
PISTON CARRYING CASE | PART NUMBER: CYLPST1000CASEREFER TO QUOTE 18105 REV B, LINE 9 | CHEROKEE M&C
PJ8V | WALLPLATE 1G DUPLEX POLY MID IV | ELLIOTT ELEC
PJ8W | PJ8W | ELLIOTT ELEC
PK-12-725 | Triple Antibiotic Ointment | THE PAINT
PK-13-080 | Antiseptic Spray, 4oz Pump | THE PAINT
PK-13-100 | Burn Gel, Packets, 1/8oz, 25 | THE PAINT
PK-1-550 | Fabric Strips, Heavy Woven | THE PAINT
PK-21-226 | Glove, Nitrile, Exam, 10/box | THE PAINT
PK-7-008 | Eyewash, 1oz Bottle, 1/box | THE PAINT
PK-90619 | 2-Shelf ANSI B+ Refill w/o Meds | THE PAINT
PK-90623 | 3-Shelf ANSI B+ Refill Kit w/Meds | THE PAINT
PK-90625 | Class B+, 4 Shelf, Refill, w/Meds | THE PAINT
PK-91337 | 75 Person ANSI A 2 Shelf First Aid Cabinet, ANSI 2021 Compliant | THE PAINT
PLAINS BS&W SPOOL | (blank) | ULTIMATE WEL
PLAN 13 ADDER | Addition of Plan 13 to charge pump | KNIGHTEN MAC
PLAN 52 ADDER | 1.375 Plan 52 Seal Arrangement John Crane 1.375 5620VP Dual Cartridge seal C/SC/316s/Viton John Crane Plan Seal Pot Base Reservoir 5.0 Gallons Includes, 1/2" NPT connections 316/L SS, Sight Glass, Vent Valve, Drain Valve, Fill Valve. Pressure Rating 959 PSIG Temp. Limits -40 F to 200 F | ZONE INDUST
PLASITE 7159 HAR GRAY | Internal coating prover | CARBOLINE
PLASITE 7159 HAR GRAY BATCH FEE | small batch fee | CARBOLINE
PLASITE 7159 HAR GRAY EXPEDITE FEE | Expediting Fee - $800.00 - generally 3-4 days if we can make it happen | CARBOLINE
PLASITE 7159 HAR IVORY | Plasite 7159 HAR | CARBOLINE
PLASTIC STRUT END CAP | Plastic Strut end cap | ELLIOTT ELEC
PLASTIC STRUT END CAP WH | (blank) | ELLIOTT ELEC
PLASTITE 7159 HAR IVORY EXPIDITE | Expediting Fee - $800.00 - generally 3-4 days | CARBOLINE
PLASTITE 7159 HAR IVORY FEE | small batch fee per color | CARBOLINE
PLATE | 192 SQFT Plate | JOHNSON TOOL
PLATFORM | Common Prover & Discharge MOV's MOVERECT-A-STEP PLATFORM, Prefabricated 36" x 36" PLAINS 23599-01 CHANGE ORDER | SAFE RACK
PLATFORM FAB | (blank) | ULTIMATE WEL
PLATFORM FAB MATERIALS | Reimbursement for platform fab materials purchased from Teinert Metals | ULTIMATE WEL
PLATFORM MATERIALS | All material on Quote #822202401 | TEINERT META
PLATFORM PARTS | ERECTASTEP-TOWER-3-STEP-A-BASE 2 ERECTASTEP-TOWER-4-STEP-A-BASE 1 ERECTASTEP-TOWER-5-STEP-A-BASE 2 ERECTASTEP-LADDER/TOWER-4-STEP-A-BASE 1 ERECTASTEP-LADDER/TOWER-3-STEP-A-BASE 1 | SAFE RACK
PLATFORM SCALES | Model# H670 industrial Platform Scale | ULINE
PLATFORM STEEL | 2 X 2 X 1/4 HOT ROLLED ANGLE RED 6 X 8.2# HOT ROLLED CHANNEL RED Medallion 23962-03, 23963-03 & 23964-03 | TEINERT META
PLATFORMS/ACCESS STEEL | Platforms | ULTIMATE WEL
PLC | 87073 VRU A-B L33ER WITH 7" Red Lion | INSIGHT TECH
PLC CABINET | ???
PLC CABINET CANCELLATION | Restock fee, cancellation per Wes Galloway | ELLIOTT ELEC
PLC CARD | PLC CARD IDEC Card Addition | MOTOR CONTRO
PLC PANEL | PLC Panel | SHERMCO SYST
PLC PANEL HELENA | STEELINE – SW SERIES WALLMOUNT ENCLOSURE 36X30X10 CARBON STEEL / POWDER PAINTED RAL7035 UL TYPE 4 ALLEN BRADLEY 1769-L33ER PLC (3) ANALOG INPUT CARDS – 1769-IF4 (2) ANALOG OUTPUT CARD – 1769-OF4 (1) DIGITAL INPUT CARD – 1769-IQ32 (2) DIGITAL OUTPUT CARD – 1769-OB16 REDLION HMI 7” – PN: G070000 5 PORT ALLEN BRADLEY NETWORKING SWITCH 10A POWER SUPPLY C1D2 LISTED INCOMING MAIN 120V 10A C1D2 FUSE BLOCK PHOENIX CONTACT FUSED TERMINAL BLOCKS PHOENIX CONTACT PAS THRU & GROUND TB’S AS NEEDED INDICATION: 30MM – ON/OFF SWITCH 30MM – POWER LIGHT 30MM – ALARM LIGHT 30MM – RUN LIGHT 30MM – E-STOP - INDICATOR CONTACTS TO BE C1D2 RATED HMI TO BE ENCLOSED IN UL TYPE 4 HINGED WINDOW KIT – CARBON STEEL / POWDER PAINTED RAL 7035 UL 508A CONTROL PANEL PROGRAMMING TO BE APPROACHED AS TIME AND MATERIAL | MOTOR CONTRO
PLC PARTS AND PROGRAMING | QUOTE 22-1761 ITEM # 1,2,3 87060-PLC CO2 VRU MODICON WITH RED LION GRAPHITE 7” DISPLAY $13,720.00 | INSIGHT TECH
PLC PROGRAMING | PROGRAMING SERVICES- PROGRAMING PLC & HMI PROGRAMING -COP DCF-14 PROJECT | INSIGHT TECH
PLC ROC809 | 2 93987 1 FSROC-809/809E CHASSIS 9SL NON-EXP 3 TBD 1 VPC ROC800 ENCL, CUSTOM, PRE-WIRED, NEMA 4, 30X30X12 Powder Coat Steel, Terminal Blocks, Fusing, Grounding, Color Coded Marshalling to ROC I/O, Wireway, Assembly and Testing, LOI Bulkhead and CAD PDFs. - PUSHBUTTON NO/NC 7 140489 1 FS8PS-3 PWR SPLY PM30 8 61566 1 FS8CM-2 COM MOD RS485 9 61793 2 FS8DI-1 IO MOD DI 8CH 11 84087 2 FS8AI-2 IO MOD AI 4CH 16BIT 12 60682 1 FS8PI-1 IO MOD PULSE INPT 2CH 13 109200 1 FS8KY-8 LIQUIDS APP ROC800 14 131649 1 FS8KY-11 CAUSE & EFFECT 128C/48E ROC 800 | VINSON PROCE
PLC-87073 | PLC -87073 VRU A-B L33ER WITH 7" Red Lion | INSIGHT TECH
PLC-RSC-24DC/21/EX | PLC-RSC-24DC/21/EX PLC-INTERFACE, consisting of DIN-rail-mountable basic terminal block in 6.2 mm with screw connection and plug-in miniature relay with 6 A power contact, 1 changeover contact, 24 V DC input voltage. Approved according to ATEX/IECEx | AWC, INC
PLG200 2IN PLUG | Job # 21109-10 Charge back to moms meals | DEALERS
PLG5 | 1-1/2" Recessed Plug | ELLIOTT ELEC
PLG7 | 2-1/2" RECESSED PLUG | ELLIOTT ELEC
PLG8 | 3" recessed plug PLG8 Thrd galv alum acrylic painted | ELLIOTT ELEC
PLIERS | 6IN1 COMBINATION PLIERS | ELLIOTT ELEC
PLUG | 3/4" 3000/6000# HEX THD PLUG | CITY PIPE
PLUG- HEX THD 1 | PLUG- HEX THD 1 | AWC, INC
PLUG- HEX THD 1/2 | PLUG- HEX THD 1/2 | AWC, INC
PLUG- HEX THD 1/4 | PLUG- HEX THD 1/4 FS 3000#/6000# | DAVIS & DAVI
PLUG- HEX THD 1-1/2 | PLUG- HEX THD 1-1/2 FS 3000#/6000# | CITY PIPE
PLUG- HEX THD 2 | PLUG- HEX THD 1/2 | CITY PIPE
PLUG- HEX THD 3 FS 3000#/6000# | (blank) | CITY PIPE
PLUG- HEX THD 3/4 | PLUG- HEX THD 3/4 | CITY PIPE
PLUG IN BRIDGE | Parts purchased for Kenneth Smith 1H-29X for Ovintiv | CITY PIPE
PLUG IN BRIDGE PI | Parts purchased for Ovintiv service job | CITY PIPE
PLUG SPACER | Plug Spacer 20588 | CITY PIPE
PLUS WIRE CONNECTOR 500EA | Job #21109-10 Charge back to moms meals | ELLIOTT ELEC
PM MAINTENANCE | (blank) | SHOPPA'S
PM SERVICE | PM Service Toyota Model THD4000-48 W1038474 | SHOPPA'S
PM3050 MDA-9M 4BLT, NIB | PM3050 MDA-9M 4BLT, NIB, Flange Bracket, 5/8" Shaft (Inner/Outer Mag & Bracket) | CHEMTEC
PMKG-LE | RAYCHEM PMKG-LE END SEAL KIT | SUMMIT
PMSC | FS8KY-14 SURFACE CRTL MGR ROC800 (PMSC) | VINSON PROCE
PN 2000169694 | Yoke Bolt unit for the 36” | JAMISON PROD
PN L-0716-1839-009-R | PN L-0716-1839-009-R, GPV-0716-113 (CW) - External Spur Gear Pump - 1" NPT Ports (Head Side) - 2-472-015 FKM Mechanical Seal - FKM O-Ring - Gaskets - Needle Bearings - Common Suction & Common - Discharge, (GP40716G0O) ***Allow 13 weeks ARO | VIKING PUMP
PN# 44184950 ORING | PN# 44184950 ORING- CLOSURE 12 VITON FOR OLD LEGACY STYLE 0.250 THICK X 12.56 ID TDW 19-3700-1256-23 | CITY PIPE
PNEUMATIC TEST CERT | PNEUMATIC LEAK TEST CERT Non-witnessed | RO-FLO COMPR
PNL-CHARC-PBR_AB | Total of (20) sheets split between (5) jobs | BULLDOG STEE
PNL-EVGRN-PBR_AB | PBR Evergreen Panel - 36"x1.25" | BULLDOG STEE
PNL-POLWTE-PBR_AB | (4) sheets of PBR Polar White Panel - 36"x1.25" | BULLDOG STEE
PNL-SADTAN-PBR_AB | PBR Saddle Tan Panel - 36"x1.25"--BEND @ 1:12 PITCH | BULLDOG STEE
POINTER | (blank) | JM TEST SYST
POLAR WHITE PANEL | 9'L Polar White Panel ordered by Jacab V | BULLDOG STEE
POLYASPARTIC URETHANE | ???
POLYFILM 3.5ML 10X25 | (blank) | THE SHERWIN
POLYURETHANE | ???
POLYURETHANE SPHERE | 1 –6” Yellow Polyurethane Sphere (6-Y50-STD-S) | METER ENGINE
PONTOON FAB | Fabricate 16" 150# MPLX Special Spec. Sump. 24300-01 | ULTIMATE WEL
PONTOON SUMP | 16" Pontoon Sump Fabrication per Drawings. Marathon 24163-01. | ULTIMATE WEL
PONTOON SUMPS | (blank) | ULTIMATE WEL
POST WELD HEAT TREATMENT | (3) Strainers | GEORGE BROTH
POT LINERS | pot liners | THE SHERWIN
POT LINERS 2.8G/60PK | (blank) | THE SHERWIN
POT O-RING #445 B70 | POT O-RING #445 B70 | CITY PIPE
POTTED MODULE | Z31-2856-001 POTTED MODULE W/HART (JM4) Whitewater Midstream | HATFIELD AND
POWDER COAT ENCLOSURE | Powder Coat Enclosure Shale Green | ESCOBEDO'S W
POWER ACTUATED TOOL | ???
POWER CLAMP KIT | True-RMS AC 3-Phase Power Clamp Meter Kit, 600VAC/DC, 1000AAC/DC & HVAC | AWC, INC
POWER CONNECTION BOX 120V | (blank) | DSI
POWER CONNECTION KIT | PCA-H Kit Kit Power Connection for BSX, HTSX, KSX, HPT and FP. Up to 3 cables. Non-metallic. P/N CUSTNGCACCREF QUOTE 2022063WTJDJob 22443 | SOUTHERN PET
POWER INVERTER | INVERTER/ XP3000 (813-3000-UL) | GDL INDUSTRI
POWER MODULE | Rechargeable Li-Ion Power Module | ROSEMOUNT, I
POWER RELAY | IDEC RH2B-ULAC110-120V LIGHTED MIDG POWER RELAY | SUMMIT
POWER SUPPLY | POWER SUPPLY W/BTY CHGR 27.6V | GDL INDUSTRI
POWER SUPPLY - 24VDC | AWC PN AD CP20.241PULS DIN-RAIL POWER SUPPLIES FOR 1-PHASE SYSTEMS 24V, 20AMFG PN CP20.241REF LINE 1 OF QUOTE 2388714 | AWC, INC
POWER SUPPLY 100-240 VAC | Power Supply, 480W, 100-240VAC 1PH, 24-28VDC, 20-1 part #AD QS20.241 | AWC, INC
POWER SUPPLY 115/240 VAC INPUT 24VDC OUTPUT | AWC PART NUMBER: PX 2866776PHOENIX CONTACT PART NUMBER: 2866776QUINT-PS/1AC/24DC/20 Primary-switched QUINT POWER power supply for DIN rail mounting with SFB (Selective Fuse Breaking) Technology input: 1-phase output: 24 VDC/20 AREFERENCE LINE 001 OF QUOTE 2373109 | AWC, INC
POWER SWITCH | Power Switch | A PLUS CONTR
POWER WASHER RENTAL | 24 hr Rental of trailer mounted power washer - Unit #111 picked up by Alberto Briseno 09/24/2021. Unit returned to the yard 09/27/2021 by Jacob. | BLAST MASTER
POWER WASHER TRAILER REPAIR | (blank) | BLAST MASTER
PPH MS 1/4-20 X 1/2Z | PPH MS 1/4-20 X 1/2Z | FASTENAL
PR 3333 | ENL 1SNK906310R0000 JB6-10 10-POLE JUMPER 6MM SPACING SOLD IN MULTIPLES OF 20 | SUMMIT
PR1431G | ???
PR42AA | 1/8" DIA. BLIND RIVET, ALUM & ALUM .063-.125 GRIP | STEELFAST
PR84SS | 1/4 DIA. BLIND RIVET, STEEL & STEEL .250 X .475 | STEELFAST
PRE FABRICATED BUILDING - 2 ROOMS | Material and labor needed to construct 9x14x8-6" building skid mount ready. Building will be steel framed, insulated and liner panels with 40yr sheeting and have dividing wall with 2 exterior doors and diamond plate floor, building will have framed opening for hvac unit and conduit gutter. REF QUOTE 2027 | METAL SOLUTI
PREAMP | ??? | METAL SOLUTI
PREAMP (500090) | (blank)
PRE-FABRICATED BUILDING - 2 ROOMS | Material and labor needed to construct 9x14x8-6" building skid mount ready. Building will be steel framed, insulated and liner panels with 40yr sheeting and have dividing wall with 2 exterior doors and diamond plate floor, building will have framed opening for hvac unit and conduit gutter. REF QUOTE 2027 | FAURE HERMAN
PREMIUM SERVICE | ???
PRESSURE CYLINDERS | YZ Model DS-500 Pressure Cylinders | MILTON ROY L
PRESSURE EQUILIZING VALVE | 60CF-0855 Cameron 9A-50132150403 Model PEV-3C Pressure Equilizing Valve SS CONS 1500 PSI | CAMERON MEAS
PRESSURE GAUGE | ASHCROFT 45 1279SS 04L XC4HYNHSG5G 300# | SPECIALTY EQ
PRESSURE GAUGE - 0-300# | PN 93027 ASHCROFT 45 1279SSL 04L XNH 300# GLY FILLED, SS TAG WITH PN 101A202-01 NEW 45 FILL KIT/LOWER CONN. INCLUDED IN DURAGAUGES ABOVE TAG: PI-104 | BRICE CO
PRESSURE GAUGE - 0-60# | PN 93023 ASHCROFT 45 1279SSL 04L XNH 60# GLY FILLED, SS TAG WITH PN 101A202-01 NEW 45 FILL KIT/LOWER CONN. INCLUDED IN DURAGAUGES ABOVE TAG: PI-102, PI-103 | BRICE CO
PRESSURE GAUGE - VAC-30# | PN 94541 ASHCROFT 45 1279SSL 04L XNH VAC/30# GLY FILLED, SS TAG WITH PN 101A202-01 NEW 45 FILL KIT/LOWER CONN. INCLUDED IN DURAGAUGES ABOVE TAG: PI-101 | BRICE CO
PRESSURE GAUGE 0-2000 PSIG | ITEM NO. 93036 45 1279SSL 04L 2,000# GLY FILL IN HOUSE REF QUOTE 724648-000 | BRICE CO
PRESSURE GAUGE ASSEMBLY - 100 PSIG | ITEM 93024 45 1279SSL 04L XNH 100#GLY FILL IN HOUSEREF QUOTE 730158-000TAG # PI-102 | BRICE CO
PRESSURE GAUGE ASSEMBLY - VACUUM TO 30 PSIG | ITEM 94541 45 1279SSL 04L XNH VAC/30#GLY FILL IN HOUSEREF QUOTE 730158-000TAG # PI-101 | BRICE CO
PRESSURE GAUGE FILL KIT | ITEM 101A202-01NEW 45 FILL KIT/LOWER CONN.INCLUDED IN DURAGAUGES ABOVEREF QUOTE 724648-000 | BRICE CO
PRESSURE GAUGE TAG - PI-101 | ITEM 89-SSTG 5/8" X 1 3/4" 316SS TAG."PI-101"REF QUOTE 730158-000TAG # PI-101 | BRICE CO
PRESSURE GAUGE TAG - PI-102 | ITEM 89-SSTG 5/8" X 1 3/4" 316SS TAG."PI-102"REF QUOTE 730158-000TAG # PI-102 | BRICE CO
PRESSURE GAUGE, 0-2000 PSIG | ITEM 9303645 1279SSL 04L 2,000#GLY FILL IN HOUSEREF QUOTE 724648-000TAG #'SPI-102PI-106PI-014PI-012PI-011PI-009PI-005 | BRICE CO
PRESSURE GAUGES | ¼” npt., 2 ½” face 1000# gauges | CITY PIPE
PRESSURE RELIEF VALVE | MDSETAY2RV-2-0200-2 TAYLOR 2" RELIEF VALVE SET @ 200 PSI, CS BODY, SST INTERNALS | INSTRUMENT M
PRESSURE SPRING | VP60024 Rev 02 PRESSURE SPRING, 70-180 LBS | BRODIE
PRESSURE SPRING 0-40 POUNDS | VP60022 Rev 01 PRESSURE SPRING 0-40 POUNDS | BRODIE
PRESSURE SWITCH | ???
PRESSURE TRANS | Inline Pressure Transmitter 3051TG3A2B21AS5E5M5T1P1 | ROSEMOUNT, I
PRESSURE TRANSMITTER | Rosemount 2051 In-Line Pressure Transmitter 2051TG2A2B21AK5M5 | ROSEMOUNT, I
PRESSURE TRANSMITTER 3051 | 3051S2TG4A2E11A1AE5M5Q4T1 Scalable Pressure Transmitter Whitewater Job# 21634 | ROSEMOUNT, I
PRESSURE TRANSMITTER 3051S | SCALABLE PRESSURE TRANSMITTER 3051S2TG4A2A11A1AE5M5 | ROSEMOUNT, I
PRESSURE TRANSMITTER SUCTION | 2051CD2A02A1AS5E5M5 | ROSEMOUNT, I
PRESSURE TRANSMITTER SUCTION SCRUBBER | 2051CD2A02A1AS5E5M5 | ROSEMOUNT, I
PRESSURE TRANSMITTERS | ???
PRESSURE TRASMITTER | 02-05707736 PXT-K-200 Pressure Transmitter | BASIN CONTRO
PRESSURE TRASNMITTER | 02-05707736 PXT-K-200 Pressure Transmitter | BASIN CONTRO
PRESSURE WASH RENTAL | (blank) | BLAST MASTER
PRFOMNCE SPRY GUN KT | (blank) | THE SHERWIN
PRICE PUMP | Pump Model: CD100AI-400-6A111Y-PEO Cast Iron Pump End, 4.00" Impeller T.6A Buna/Carbon Washer/Ceramic Seat Mechanical Seal | PRICE PUMP
PRINTER | PMP PRINTER, MODEL #68320 | PMP CORPORAT
PRINTER WITH SERIAL CABLE | PRINTER WITH SERIAL CABLE, NEAR PAPER END SENSOR, CUSTOM PS ADAPTER CABLE, 16"X14"X8" POLYCARBONATE ENCLOSURE WIT H CLEAR COVER, WIRING TERMINATION & LABOR, USB TO 232 ADAP TER, 3 ROLLS PRINTER PAPER | TEXAS AUTOMA
PRIORITY WIRE & CABLE | 4/0-4 GRD BC TC-ER THHN/THWN-2 M4 | GRAYBAR
PRL 1A/2A UNIVERSAL | PRL 1A/2A Universal | ELLIOTT ELEC
PRL1A PANEL BOARD | PRL1A PANEL BOARD 1PRL1A3225X30C 1BKED200 1EZB2048RBS 1ET2048S 3BAB2020 3QBGFEP1015 1QBGF1015 12BAB1015 8BAB1020 | SUMMIT
PRL1X1100X18C | PRL1X INTERIOR 120/240V 1P 3W 100A 18 CKT CU BUS | ELLIOTT ELEC
PRL2A INTERIOR 480Y/277V | PRL2A Interior 480Y/277V | ELLIOTT ELEC
PRL4 | 800A N3R 480V 3PH 3W | ELLIOTT ELEC
PRL4 UPGRADE | Upgrade PRL4 800A N3R 480V 3PH 3W | ELLIOTT ELEC
PRO SOFT CARD | PLX31-EIP-MBTCP Pro Soft Card | DK CONTROLS
PROBE | 2AF-001N-201-00-021 JUPITER MODEL JM4 EXTERNAL PROBE, TOP MOUNT OFFSET | HATFIELD AND
PROCEDURE TEST | (blank) | ULTIMATE WEL
PROCESS GAUGE | 0-9999 PSI OCI PRESSURE GAUGE #23407 | JM TEST SYST
PROCESS SIMULATION EFFORT | Support the standard VRU package development | SAMUEL ENGIN
PROCESSOR | ENHCPASSY:ENHANCED CORE PROCESSOR ASSY | MICRO MOTION
PROCESSOR ASSY | ENHCPASSY:ENHANCED CORE PROCESSOR ASSY | MICRO MOTION
PROGRADE 5" DISC 100 | Prograde 5" Disc 100 | THE SHERWIN
PROGRADE 5" DISC 80 | Prograde 5" Disc 80 | THE SHERWIN
PROGRAM DEVELOPMENT | Program Development Includes the following Items for creation of site specific VRU program. Operation based on Document No.23341-J01-001_012 • (1) Lot PLC and HMI Control Programming for VRU, o I/O Layout and Configuration, o Compressor Control, o Control of Jacket Water, Cooler and Scrubber motors, bypass valve and Louvers, o Control of Status Outputs to facility system, o Permissives, o Alarming and shutdowns, o Indoor heater Control | AUTO & ELECT
PROGRAM LICENSE KEY | VPC ROC800 USER PROGRAM LICENSE KEY | VINSON PROCE
PROGRAMMABLE LOGIC | ???
PROGRAMMING | Programming | SHERMCO SYST
PROGRAMMING PLC AND TESTING | Programming and testing per invoice# CD10042119 | EXPANSE
PROGRAMMING SUPPORT | Programming Support | SHERMCO SYST
PROGRAMMING TICKET PRINTER APP | (blank) | GTG AUTO INC
PROJECT SCOPE- CN AND C/E IFA | (blank) | GLOBALOGIX
PROJECT SCOPE-PROGRAM PLC/HMI | SCS Technologies has requested engineering services to support the programming, HMI screen development, and design deliverables (Cause & Effect, Control Narrative) for two identical skids for their Baywater VRU Project. Need dates provided include: • 31 OCT 2024 - IFA Cause & Effect and Control Narrative • 14 NOV 2024 - Completed Program/HMI P&IDs have been provided for reference only and estimated I/O count of 46 (with 30% buffer). PROJECT SCOPE • Kickoff meeting for requirements and planning validation and establish communication plan. • Create and Issue For Approval Control Narrative for Bayswater VRU skid and off-skid VFDs • Create and Issue For Approval Cause & Effect Matrix for Bayswater VRU skid and off-skid VFDs • Create program for PLC (AB CompactLogix) • Create program for HMI (Red Lion) • Onsite Integration and Testing at Big Spring, Facility (Optional) o Test I/O points o Test shutdowns o Test control sequence o Onsite program and HMI integration | GLOBALOGIX
PROMAG P300 6" METER | ???
PROMASS E 500 | Promass E 500, 8E5B80, DN80 3" 10,181.75 8E5B80-4EE0/0 (8E5B80-CSINADDAFAAAJDSAAASHA1+EB) | ENDRESS + HA
PROMASS F 300, 8F3B50, DN50 2" | 8F3B50-CSIMADDGADSAAASAA2+EBEJ Promass F 300, 8F3B50, DN50 2" 8F3B50-18RE0/0 (8F3B50-CSIMADDGADSAAASAA2+EBEJ) | FMC TECHNOLO
PROMASS F 500, 8F5B80, DN80 3" | Promass F 500, 8F5B80, DN80 3" 8F5B80-NNK5/0 (8F5B80-CSIMADDAFAAALDSAAASAA1) | ENDRESS + HA
PROMASS F300, 8F3B80, DN80 | Promass F 300, 8F3B80, DN80 3" 12,728.44 8F3B80-13AU2/0 (8F3B80-CSIMADDGADSAAASAA2+AAEBEJ) Coriolis, Standard | ENDRESS + HA
PROMASS F500 | Promass F 500, 8F5B80, DN80 3" 15,659.80 8F5B80-14067/0 (8F5B80-CSIMADDAGADALDSAAASAA2+EBEJ) | ENDRESS + HA
PROMASS METER | Select medium Liquid Mass flow unit lb/min Volume flow unit USgal/min Density unit lb/USgal Temperature unit °F Corrected volume flow unit Scf/min Reference density unit lb/Scf Baud rate Bd19200 Data transfer mode RTU Parity Even Byte order BO 1-0-3-2 Failure mode Stop Curr. output 2 Off Current output 3 Off Format display 1 value, max. size Value 1 display Mass flow Value 2 display None Value 3 display None Value 4 display None Display damping 0.00000 s Totalizer 1 Unit lb Operating mode totalizer Net flow total Failure mode Stop Totalizer 2 Unit lb Operating mode totalizer Net flow total Failure mode Stop Totalizer 3 Unit lb Operating mode totalizer Net flow total Failure mode Stop CS Approval; Transmitter + Sensor: CSA C/US; Cl.I Div.2, NI I Power Supply: 100-230VAC/24VDC MA Output; Input 1: Modbus RS485 D Output; Input 2: Configurable I/O default off D Output; Input 3: Configurable I/O default off G Display; Operation: 4-line illum.; touch control + WLAN A Housing: Alu, coated D Electrical Connection: Thread NPT1/2 SA Meas. Tube Mat., Wetted Parts Surface: Stainl. steel, not polished AAS Process Connection: Cl.150 RF, 1.4404/316/316L, flange ASME B16.5 K Calibration Flow: 0.10% Volume A2 Device Model: 2 AA >Operation Language Display: English EB >>Application Package: Heartbeat Verification + Monitoring EJ >>Application Package: Petroleum | ENDRESS + HA
PROMASS Q 300, 8Q3B50, DN50 2" | P8EST-EH 1 8Q3B50-CSIMADDGADSAAASAA2+EJ Promass Q 300, 8Q3B50, DN50 2" 8Q3B50-CEW9/0 (8Q3B50-CSIMADDGADSAAASAA2+EJ) 010: Approval; Transmitter + Sensor: CS: CSA C/US; Cl.I Div.2, NI 015: Power Supply: I: 100-230VAC/24VDC 020: Output; Input 1: MA: Modbus RS485 021: Output; Input 2: D: Configurable I/O default off 022: Output; Input 3: D: Configurable I/O default off 030: Display; Operation: G: 4-line illum.; touch control + WLAN 040: Housing: | FMC TECHNOLO
PROMASS Q 300, 8Q3B80, DN80 3 | P8EST-EH 1 13,172.00 13,172.00 USD 8Q3B80-CSIMADDGADSAAASAA2+EJ Promass Q 300, 8Q3B80, DN80 3" 8Q3B80-62W7/0 (8Q3B80-CSIMADDGADSAAASAA2+EJ) | FMC TECHNOLO
PROMASS Q 300, 8Q3B80, DN80 3" | P8EST-EH 1 13,172.00 13,172.00 USD 8Q3B80-CSIMADDGADSAAASAA2+EJ Promass Q 300, 8Q3B80, DN80 3" 8Q3B80-62W7/0 (8Q3B80-CSIMADDGADSAAASAA2+EJ) | FMC TECHNOLO
PROMASS Q 500, 8Q5B1H, DN100 4" | P8EST-EH 8Q5B1H-CSIMADDDGAAAJDSAAASAA2+EB Promass Q 500, 8Q5B1H, DN100 4" 8Q5B1H-4325/0 (8Q5B1H-CSIMADDDGAAAJDSAAASAA2+EB) 010: Approval; Transmitter; Sensor: CS: CSA C/US; Cl.I Div.2,NI; Cl.I Div.2 015: Power Supply: I: 100-230VAC/24VDC 020: Output; Input 1: MA: Modbus RS485 021: Output; Input 2: D: Configurable I/O default off 022: Output; Input 3: D: Configurable I/O default off 023: Output; Input 4: D: Configurable I/O default off 030: Display; Operation: G: 4-line illum.; touch control + WLAN 035: Integrated ISEM Electronic: A: Sensor 041: Transmitter Housing: A: Alu, coated 042: Sensor Junction Housing: A: Alu, coated 045: Cable, Sensor Connection: J: 5m/15ft digital 050: Electrical Connection: D: Thread NPT1/2 060: Meas. Tube Mat., Wetted Parts Surface: SA: Stainl. steel, not polished 070: Process Connection: AAS: Cl.150 RF, 1.4404/316/316L, flange ASME B16.5 080: Calibration Flow: A: 0.10% Mass 480: Device Model: A2: 2 540: >>Application Package: EB: Heartbeat | FMC TECHNOLO
PROMASS Q 500, 8Q5B80, DN80 3" | Promass Q 500, 8Q5B80, DN80 3" 8Q5B80-4XQ8/0 (8Q5B80-CSIMADDDGAAAFDSAAASKA2+AAEBEJ) | ENDRESS + HA
PROMASS Q300 | O8Q3B80-CSIMADDGADSAAASKA1FA+AAEBEJ Promass Q 300, O8Q3B80, DN80 3" O8Q3B80-11X0/0 (O8Q3B80-CSIMADDGADSAAASKA1FA+AAEBEJ) 010: Approval; Transmitter + Sensor: CS: CSA C/US; Cl.I Div.2, NI 015: Power Supply: I: 100-230VAC/24VDC 020: Output; Input 1: MA: Modbus RS485 021: Output; Input 2: D: Configurable I/O default off 022: Output; Input 3: D: Configurable I/O default off 030: Display; Operation: G: 4-line illum.; touch control + WLAN 040: Housing: FMC Technologies | FMC TECHNOLO
PROPANE | Propane | PINNACLE
PROSTART CONTROLLER 12/24 VDC 30 AMP | AWC PART NUMBER: MI PS-30MORNING STAR PART NUMBER: PS-30ProStar 12/24 Volt / 30 Amp Charge ControllerREFERENCE LINE 005 OF QUOTE 2373109 | AWC, INC
PROTECTOR | ???
PROVEIT LAPTOP LICENSE | PROVEit Laptop License Annual Lease Fees - for the period of 7/1/2024 to 6/30/2025 | QUORUM BUSIN
PROVEIT LICENSES | This fee is for the license, maintenance and support for: (3) PROVEit Laptop Licenses | QUORUM BUSIN
PROVEIT PIU COMMUNICATION | ???
PROVER COATING | CLEAN AND COAT: PLASITE 7159 INTERNAL 36X30 TC ENERGY PROVER - LONG SECTIONS LABOR AND APPLICATION MATERIAL ONLY FOR CUSTOMER SUPPLIED MATERIAL PLASITE 7159 / LAUNCHERS AND INTERNAL CROSS PIECES PROVIDED CORVEL 1660 INTERNAL AND APPLICATION SEAM GRINDING PER REQUEST - 12 HOURS AT 85.00 | LONGHORN
PROVER COUNTER | 3L-3104 CP2B-D Linco Dual Prover counter | CAMERON MEAS
PROVER COUNTER BIG SPRING | 3L-3104 CP2B-D Linco Dual Prover counter | CAMERON MEAS
PROVER COUNTER OKLAHOMA | 3L-3104 CP2B-D Linco Dual Prover counter | CAMERON MEAS
PROVER PLUG | MS3102A-14S-2S 4 pin fem prover plug | COMMERCIAL E
PROVER SERVICES | Pump trailer to yard to fill 300 gallon tote with fresh water | ASAP OILFIEL
PROVER WELD LABOR | Labor to Weld Prover | ULTIMATE WEL
PROVING DATA ACQUISITION | A03-000000-000 PROVING DATA ACQUISITION (PDAQ) MODEL #: PDAQUNCNCNCA2NSN0A KIT INCLUDES: 1EA PDAQ ONLY 1EA 24VDC POWER SUPPLY W/CABLE FOR 110-120 US 3 PRONG PLUG | FLOW MANAGEM
PRTEMVI69MCM | PRTE MVI69-MCM MODBUS MASTER/SLAVE | THE REYNOLDS
PRV SET @ 740 PSI | ANDERSON GREENWOOD DIRECT SPRING SAFETY RELIEF VALVE CONNECTIONS : 3/4" MNPT INLET x 1" FNPT OUTLET VALVE MATL : CARBON STEEL BODY, 316 SS TRIM TRIM STYLE : LIQUID, BALANCED SEAT MATL : TEFLON / SOFT GOODS: VITON SEALS SERVICE : CRUDE OIL SET PRESSURE: 750 PSIG OPERATING TEMP: 70 °F BACK PRESSURE: N/A PSIG | MYERS AUBREY
PS120-EPB | PS120-EPB SUPERCAP MOD W100-240VAC INPUT VOLTAGE | HATFIELD AND
PS1270 BATTERY | PS1270 Battery | GDL INDUSTRI
PS15C0300 | 3" CARBON STEEL TEMP CONE STRAINER, 1/8 PERF, CS, 150% OAR 150 LB RAISE FACE 3"" HANDLE" | BRICE CO
PS15C0400 | 4" Carbon Steel Temp Cone Strainer | BRICE CO
PS15C0600 | 6" CS TEMP CONE STRAINER, 40 MESH LINED OUTSIDE, CS 150% OAR 150LB RAISED FACE, 3" HANDLE | BRICE CO
PS200KEH-10-PG HOLE 100 EA | Job # 21109-10 Charge back to moms meals | DEALERS
PS500KEH-10-PG HOLE 50 EA | Job # 21109-10 Charge back to moms meals | DEALERS
PS5038-48-36IN-CS-MP | 3" X 36IN 3K SLIMHOLE CS MP | MCCARTY EQUI
PS5038-64-54IN-CSMP | 4" X 54IN 3K SLIMHOLE CS MP E/E | MCCARTY EQUI
PSH-PLL MA OPER | PSH-PLL MA OPER | ELLIOTT ELEC
PSUNI-EPB | SUPERCAP W/ 24 VDC & 100-240 VAC INPUT VOLTAGE | HATFIELD AND
PSV | 825F5661341- 200 Gas | SLATER CONTR
PSV 2" SET@ 275 PSI | ???
PSV 22367 | 825E4351541- 150 – Gas | SLATER CONTR
PSV MTR CERT | MTR CERTS FOR PSV | INSTRUMENT M
PSV SET@ 150 PSI | ???
PSV SET@ 275 PSI | ???
PT KIT | (blank) | TEX-RAY NDT
PT MANIFOLD | 0305RC32B11 | ROSEMOUNT, I
PT SERVICES | (blank) | TEX-RAY NDT
PT/MT SERVICE FEE | (blank) | THE SHERWIN
PT45P1A2P21-G-T | Solid Front Industrial Process Gauge, 4.5" Dial, Phenolic Reinforced Thermoplastic Case, Wetted Parts - 316 SS Tube & Socket, Bottom Connect (Stem Mount), Process Connection - 1/2 NPT, Range - 0 psi to 300 psi, Case Fill - Glycerin USP, Lens - Tempered Safety Glass | TEX-RAY NDT
PT-78-K60 | POT LINERS 2.8G/60PK | REOTEMP
PTFE TAPE | PTFE TAPE, 3/4" | SUMMIT
PTFE TAPE | 3/4" PTFE TAPE | SUMMIT
PUCK | Core Processor Assembly | INSTRUMENT &
PUCK:CORE PROCESSOR ASSY | PUCK:CORE PROCESSOR ASSY | MICRO MOTION
PUL_SFTD14404F600N | DAMPENER, DISCHARGE, 600 IN3, 4" CL600 | ODESSA PUMPS
PULL BOX SCREW COVER | Job # 21109-10 Charge back to moms meals | GRAYBAR
PULL PIN | NEW-TYPE PULL PIN | THE PAINT
PULL WIRE | Pull wire and terminate Medallion Job# 22309 | 3W ENERGY SE
PULSATION DAMPENER | Suction and Discharge Dampeners | STEALTH PUMP
PULSATION DAMPENERS | SPOOL ASSY W/ SUCT/DISCH. DAMPENERS PLASTIC COATED SPOOL ASSY. | KNIGHTEN MAC
PUMP | FPDA1A-K1-ASSY Franklin Electric 1IN x 1 1/4IN pump, 3/ Franklin Electric 1IN x 1 1/4IN pump, 3/4HP, Singl | BASIN ENGINE
PUMP - BOOSTER 3X4-10 | ???
PUMP - CHARGE 3X4-13 | ???
PUMP & MOTOR 4" X 3" | CURFLO 4" x 3" - 13" ANSI Pump w/ 12.75" Trim Impeller and AES Cartridge Seal Driven by 30 HP, 1800 RPM 3PH TEFC Electric Motor Mounted on Skid with OSHA Approved Couplings and Guard. Medallion 20694-01 - 20702-01 | STEALTH PUMP
PUMP / MOTOR | CURFLO 1.5” x 3”-10 ANSI charge pump driven by 40 HP, 3600 RPM, 230-460V, 3 Phase, TEFC electric motor sized for 5000 BPD, .82SG Crude Oil @ 120 PSI discharge 5,000 BPD @ 120PSI .82SG
PUMP / MOTOR 3 X 2 | ???
PUMP / MOTOR 4 X 3 | ???
PUMP / MOTOR 4900-15 | ???
PUMP / MOTOR 4900-20 | ??? | STEALTH PUMP
PUMP 2K2X1-10ARV | 2K2x1-10ARV M3 ST FPD - D/C Mark 3 & LoFlo ANSI - - - - - - - - - - - - - - SCOPE OF SUPPLY - - - - - - - - - - - - - - Packaging by Chesapeake Shipping Destination - USA Safe (non explosive) Atmosphere Pump - Standard Duty - - - - - - - - - - - MATERIAL MODIFICATIONS - - - - - - - - - - - Casing - Ductile Cast Iron (DCI) Impeller - 316SS (D4/CF-8M) • Reverse Vane Design Cover - Ductile Cast Iron (DCI) Shaft - For Hook Sleeve • Shaft - BB 1144 Steel • Sleeve - 316 SS Bearing Housing - CI Bearing Housing Adapter - DCI2 Bearing Housing Foot - CI Cover Gasket - TM Impeller Gasket - TFR No Impeller Nut O-Ring Required Casing Studs - B7 / Nut - SR2H (Steel) Gland Studs - B8C1 / Nut - E8 (18-8) - - - - - - - - - MECHANICAL MODIFICATIONS - - - - - - - - - - Casing - Standard 150# Flanges • 150# FF ANSI Drilling No Casing Drain (Tap 1) • No Suction Tap Required • No Discharge Tap • Plastic Flange Covers Impeller Balance ISO 1940 G6.3 Power End - ANSI 3A for ASME B73.1 • Bearings - Oil Lubricated • 1" Sight Gage Only (No Oiler) on right side viewed from Coupling • Oil Seals - Flowserve Bearing Gard BBV • Brg Hsg - Magnetic Drain Plug 304ss Standard Nameplate - - - - - - - - - MECHANICAL SEALS & PACKING - - - - - - - - -Shaft Sealing Diameter - 1.875" Flowserve Single Cartridge Seal • ISC2-PX Pusher w/o Pumping Ring • Single, Internal, O-Ring, Pusher Seal • SilCar Rotary vs. Carbon Seat • Aflas Elastomers • 316SS Metal Parts • 316SS Large Bore Gland Seal Chamber - FML (Large Bore Taper design + Flow Modifiers) - - - - - - - - - - - SEALING FLUSH SYSTEMS - - - - - - - - - - - Plan 03 (Internal circulation created by Taper Bore seal chamber) Close Clearance Fixed Carbon Bush Fitted Plan 61 - Plugged Quench & Drain Connection for Purchaser Use - - - - - - - - - - - - - - - - - COUPLINGS - - - - - - - - - - - - - - - - - Coupling Spacer - 3.5" • Service Factor - Default • Woods Sure-Flex Plus SC w/Std Spacer • EPDM Spacer - - - - - - - - - - - - - - - - - - GUARDS - - - - - - - - - - - - - - - - - - Standard Steel Coupling Guard (Safety Yellow) - - - - - - - - - - - - - - - - - BASEPLATE - - - - - - - - - - - - - - - - Type A - Foundation Base • 258 Baseplate • Steel - Baseplate • Polybloc - Driver Mounting • Steel - Fasteners • Underside Base Prepared for Grout - - - INSTRUMENTATION / CONDITION MONITORING - - - IPS Beacon 2 Not Provided - - - - - - - - - - - - - QUALITY ASSURANCE - - - - - - - - - - - - No 2.1 Certificate of Compliance No 2.2 Cert of Compliance No 3.1 CMTRs No PMI Testing No Radiography / X-Ray No Dye Penetrant Testing No Customer Inspection - - - - - - - - - - - - HYDROSTATIC TESTING - - - - - - - - - - - - 10 Min Non-Wit Hydro Test-Csg & Cvr Only - - - - - - - - - - - - PERFORMANCE TESTING - - - - - - - - - - - - - - - - - - PAINTING & SURFACE PREPARATIONS - - - - - - Pump Coating - Manufacturer's St'd Polyurethane Top Coat • Color - Quartz Grey (RAL 7039) Baseplate Coating - Same as Pump Coating System • Color - Same as Pump Color Coupling Guard Coating - Manufacturer's Standard • Color - Signal Yellow (RAL 1003) Driver/Motor Coating - Manufacturer's Standard • Color - Manufacturer's Standard - - - - - - - - - - - - COMMERCIAL OPTIONS- - - - - - - - - - - - Flowserve Standard Warranty - 12/18 months - - - - - - - - - - - - - - DOCUMENTATION - - - - - - - - - - - - - - No Submittal Package Required Installation and Operations Manual • English - Language - - - - - - - - - - - - - - - - - PACKAGING - - - - - - - - - - - - - - - - Packaging - Standard Domestic (6 Months) - - - - - - - - - - - - INCO & FREIGHT TERMS - - - - - - - - - - - EXW - Ex-Works - - - - - - - - - - - - - - - - SPARE PARTS - - - - - - - - - - - - - - - No Spare Parts Driver - - - - - - - - - - - - - - - - - - MOTORS - - - - - - - - - - - - - - - - - - Driver Mounted to Base by Factory NEMA Motor • Flowserve Choice • TEFC, PE (30.0 hp 3600 RPM 286TS) • 230/460 Volts • No Space Heaters | BASIN ENGINE
PUMP AND MOTOR | Pump - Myers CT07 & 3/4 HP 3600 RPM 56C | BASIN ENGINE
PUMP AND MOTOR 3 X 2 | CURFLO 3" x 2" - 13" ANSI Pump w/ Full Trim Impeller and AES Aflas Cartridge Seal Driven by 25 HP, 1800 RPM 3PH TEFC Electric Motor Mounted on Skid with OSHA Approved Couplings and Guard. Medallion 20694-01 - 20702-01 | STEALTH PUMP
PUMP AND MOTOR 4" X 3" | CURFLO 4" x 3" - 13" ANSI Pump w/ Full Trim Impeller and AES Aflas Cartridge Seal Driven by 30 HP, 1800 RPM 3PH TEFC Electric Motor Mounted on Skid with OSHA Approved Couplings and Guard. Medallion 20545-01 - 20548-01 | STEALTH PUMP
PUMP AND MOTOR UNIT | Franklin 1-1/4 x 1 1HP 3600 RPM 1PH XP 56C Electic Motor Close-Coupled Pump assembly | STEALTH PUMP
PUMP ASSEMBLY | ???
PUMP CONTAINMENT | (blank) | ULTIMATE WEL
PUMP CONTAINMENT BASE MATERIAL | ???
PUMP CONTAINMENT MATERIAL | ???
PUMP DAMPENERS | SPOOL ASSY W/ SUCT/DISCH. DAMPENERS PLASTIC COATED SPOOL ASSY. Endeavor 21616-01 | KNIGHTEN MAC
PUMP END ONLY | Goulds 3756 3 x 4 x 7 | STEALTH PUMP
PUMP GUARD | ???
PUMP IMPELLER | Impeller trim 8.5" | STEALTH PUMP
PUMP INSTALLATION | Field Job for Medallion Pump Installation | ULTIMATE WEL
PUMP KIT | CONSISTING OF Order Line Notes: Crude Oil API 48 Specific Gravity: 0.82 Viscosity: 3.8 cts 2500 BPD @ 125 PSI Rated Power: 17.8 HP NOL: 21.29 HP NPSH(R): 5.96 Ft. 1x2x10 PWA 150# Flanges Suct. x Disch. Carbon Steel Construction ANSI Centrifugal C.S. Impeller Balanced and trimmed to: 9.06" Single Cartidge Mechanical Seal Viton Ealstomers Oil Bath Power Frame Pump End Only - No Motor or Baseplate Note: Can be used with the current motor and baseplate of current installation running at 25 HP. 6-8 Days Delivery F.O.B. Odessa, TX | DXP ENTERPRI
PUMP MOTOR | CAT #659 Model #56C17G5318 1HP, 1800RPM 56 Frame, 115/208-230V | ZONE INDUST
PUMP ONLY | Pump Model:CD100AI-400-6A111Y-PEO Cast Iron Pump End, 4.00" Impeller T.6A Buna/Carbon Washer/Ceramic Seat Mechanical Seal | PRICE PUMP
PUMP PACKAGE | Pump Package Goulds 3196 2x3-10 DI/SS Impeller: 7.125" Seal: FS Single Cartridge | ZONE INDUST
PUMP PACKAGE 3X4-10 | Pump Package Non-Skidded 3756 M 3x4-10 Model 12BFFRMAO | ZONE INDUST
PUMP PACKING | Parts bought for Packing per Austin Wiese | EPUMPS
PUMP PANEL | ECN5432CAA Encl3R W/125A Fuses, 120 VAC Coil | ELLIOTT ELEC
PUMP PIPE SPOOLS | Welding cost for all Pump pipe spools per email 6/16/2020 MPLX 20470-01, 20470-02 & 20471-01 | ULTIMATE WEL
PUMP REFURB | PUMP REFURB Pump: Summit 2196 ANSI 3x4-13 DI/SS, MT Impeller: 10.125" Upon teardown and inspection, pump was found to need the following: -- Mechanical Seal -- MT Shaft Sleeve -- Gaskets/O-rings (Case, Impeller, and Adapter) -- Labryinth Seal -- Size 8 Coupling and Spacer Flanges | ZONE INDUST
PUMP REPAIR | Labor and parts 1.5X3-10 - QTY 2 - INSPECT PUMP & MOTOR TO SEE ALL SET PROPERLY - REPLACE SEALS ***TRIMMED IMPELLER AND VALUTE ARE ON A CART OUTSIDE JOELS OFFICE****** GRISWOLD M-A50-10048 SN30024906 40HP 3560RPM 324TS | ODESSA PUMPS
PUMP SKID | 2K4x3-10RV M3 ST FPD - D/C Mark 3 & LoFlo ANSI - - - - - - - - - - - - - - SCOPE OF SUPPLY - - - - - - - - - - - - - - Packaging by Chesapeake Shipping Destination - USA Safe (non explosive) Atmosphere Pump - Standard Duty - - - - - - - - - - - MATERIAL MODIFICATIONS - - - - - - - - - - - Casing - Ductile Cast Iron (DCI) Impeller - 316SS (D4/CF-8M) • Reverse Vane Design Cover - Ductile Cast Iron (DCI) Shaft - Standard • Shaft - BB 1144 Steel Bearing Housing - CI Bearing Housing Adapter - DCI2 Bearing Housing Foot - CI Cover Gasket - TM Impeller Gasket - TFR No Impeller Nut O-Ring Required Casing Studs - B7 / Nut - SR2H (Steel) Gland Studs - B8C1 / Nut - E8 (18-8) - - - - - - - - - MECHANICAL MODIFICATIONS - - - - - - - - - - Casing - Standard 150# Flanges • 150# FF ANSI Drilling No Casing Drain (Tap 1) • No Casing Suction Tap Possible for this Pump Size • No Discharge Tap • Plastic Flange Covers Impeller Balance ISO 1940 G6.3 Power End - ANSI 3A for ASME B73.1 • Bearings - Oil Lubricated • 1" Sight Gage Only (No Oiler) on right side viewed from Coupling • Oil Seals - Flowserve Bearing Gard BBV • Brg Hsg - Magnetic Drain Plug 304ss Standard Nameplate - - - - - - - - - MECHANICAL SEALS & PACKING - - - - - - - - - Shaft Sealing Diameter - 1.875" Flowserve ISC2 Series • C2C - Standard Elastomer Group C • PX - Single Stationary Pusher • E - 316/316L St.St. (5---) • CX - Resin Carbon vs SilCar (-Z-T) • V - Fluoroelastomer (FKM) - (--4-) • B - Large Bore Gland • Flush, Quench & Drain NPT Ports w/Fixed Carbon Bush Seal Chamber - FML (Large Bore Taper design + Flow Modifiers) - - - - - - - - - - - SEALING FLUSH SYSTEMS - - - - - - - - - - - Plan 03 (Internal circulation created by Taper Bore seal chamber) Plan 65 (External Drain with Leakage Detection) • Supplied & Fitted by Flowserve • N65A for General Industry in 316/316L • Seal Piping Plan - mounted at side of base (may overhang) • Carbon Steel Stand • 1/2" 316ss 0.035" Tubing & Fitting • Drain valve required • Tube Fittings - FPD Choice **Plan 65 overhangs baseplate - Pump Centre-line height to be confirmed** - - - - - - - - - - - - - - - - - COUPLINGS - - - - - - - - - - - - - - - - - Standard Coupling Build • 3.5" Spacer Required • Service Factor - Default • Woods Sure-Flex Plus SC w/Std Spacer [SC9] • EPDM Spacer - - - - - - - - - - - - - - - - - - GUARDS - - - - - - - - - - - - - - - - - - Standard Steel Coupling Guard (Safety Yellow) - - - - - - - - - - - - - - - - - BASEPLATE - - - - - - - - - - - - - - - - Type A (Multi-Drill) Foundation Mounted Base for Grout • 264 Baseplate • Steel - Baseplate • Standard Top Surface Finish - 0.015"/12" or 1.25mm/1000mm • Polybloc - Driver Mounting • Steel - Fasteners • Baseplate - Earthing Connection x 2 Diagonally Opposite • Baseplate - Lifting Eyes (4) • Base Mod. for Seal Plan Mounting Bracket Underside Base Prepared for Grout - - - INSTRUMENTATION / CONDITION MONITORING - - - - - - - - - - - - - - - - QUALITY ASSURANCE - - - - - - - - - - - - No 2.1 Certificate of Compliance No 2.2 Cert of Compliance No 3.1 CMTRs No Customer Inspection - - - - - - - - - - - - HYDROSTATIC TESTING - - - - - - - - - - - - 10 Min Non-Wit Hydro Test-Csg & Cvr Only - - - - - - - - - - - - PERFORMANCE TESTING - - - - - - - - - - - - - - - - - - PAINTING & SURFACE PREPARATIONS - - - - - - Pump Coating System 1 - Manufacturer's St'd Polyurethane Top Coat • Color - Quartz Grey (RAL 7039) Baseplate Coating - Same as Pump Coating System • Color - Quartz Grey (RAL 7039) Coupling Guard Coating - Manufacturer's Standard • Color - Signal Yellow (RAL 1003) Driver/Motor Coating - Manufacturer's Standard • Color - Manufacturer's Standard - - - - - - - - - - - - COMMERCIAL OPTIONS- - - - - - - - - - - - • Warranty – 12 Months Start-Up / 18 Months Shipment - - - - - - - - - - - - - - DOCUMENTATION - - - - - - - - - - - - - - Installation and Operations Manual • English - Language No Submittal Package Required - - - - - - - - - - - - - - - - - PACKAGING - - - - - - - - - - - - - - - - Packaging - Standard Domestic (6 Months) - - - - - - - - - - - - INCO & FREIGHT TERMS - - - - - - - - - - - EXW - Ex-Works Chesapeake - - - - - - - - - - - - - - - - SPARE PARTS - - - - - - - - - - - - - - - No Spare Parts 1 Driver - - - - - - - - - - - - - - - - - - MOTORS - - - - - - - - - - - - - - - - - - Driver Mounted to Base by Factory NEMA Foot Mt'd Motor supplied by Flowserve • Flowserve Choice • TEFC, PE (75.0 hp 3600 RPM 365TS) • 230/460 Volts • No Space Heaters Plains 24144-01 | BASIN ENGINE
PUMP SKID FAB | Welding cost for Pump Skid 6' x 12' per email 6/17/2020 MPLX 20470-01, 20470-02 & 20471-01 | ULTIMATE WEL
PUMP SKID MATERIAL | Steel Skid Material Per Teinert Quote 1029202001 Marathon 20598-01 & 20599-01 | TEINERT META
PUMP SKID PACKAGE | Viking GB41440 Pump w/ 75HP Motor Skid Mounted | VIKING PUMP
PUMP SPOOL | (blank) | ULTIMATE WEL
PUMP UPGRADE | (1) P-A00474 IMPELLER, 316SS FOR 3X4-10 MTI, 10" FULL DIAMETER. (1) MT-10 10" VOLUTE GASKET. (1) MT IMP O IMPELLER ORING. (1) FIELD MECHANIC TIME TO BE DETERMINED. (1) MILEAGE TO & FROM LOCATION TO BE DETERMINED. (1) CONSUMABLES TO BE DETERMINED. | KNIGHTEN MAC
PUMP WORKS H-PUMP | PumpWorks HP PLUS 538-5500 42 Stages  Carbon Steel Housing; Total length 13 ft  Nitronic-50 Shaft  Ni-Resist Diffusers and Impellers  Stainless Steel Head and Base with Tungsten Carbide Bearings  3in 600# RF; SS Discharge Adaptor II. Coupling  Rexnord Non-Lubricated Flexible Disc Coupling w/ 7” Spacer & non-sparking guard III. Thrust Chamber  Back pullout, Oil Lubricated, Angular Contact, 4000# Thrust Chamber  4in 150# RF; Carbon Steel Intake Adaptor  JCrane, Dual Seal,T-1B/S48, Seal,Car/SilCar w/ Viton O-Rings, for Crude Oil Service  5 Gal Carbon Steel Seal Pot for Plan 52/11 Flush. Includes pressure gauge, vent, drain,316 Stainless Steel Tubing, Low Level Switch, and Pressure Switch IV. Motor  Toshiba 100 HP; 3600 RPM; 405TS Frame; 114 FLA @ 460V; 3 PH; TEFC; NEMA Premium Efficient Class 1 Div II Groups. V. Skid Details  Estimated Size: 22’ L X 40” W Base Plate; Structural Steel with Adjustable Pump Supports; Adjustable Motor Alignment Positioning Screws; Base to Accommodate Next Frame Size Larger Motor; Drip Rim Containment at Discharge Flange Area and Mechanical Seal Area  Enamel Paint System on Pump and Base; Manufacturer’s Standard on Other Equipment VI. Safety Switches  Murphy Explosion Proof Oil Level EL150EX & Vibration VS-2EX Switches Fluid Conditions Fluid Crude Oil Suction Pressure 30 psi Temperature 70⁰ F Flow 5000 BPD Discharge Pressure 730 psi NPSHa ---------- S.G. 0.82 Differential Pressure 700 psi NPSHr 12 ft MARATHON 20120-01 | DXP ENTERPRI
PUMP/EXPEDITE | ??? | ODESSA PUMPS
PUMP/MOTOR | Curflo 3” x 2”-13 ANSI Ductile Iron centrifugal pump with AES cartridge seal driven by 20HP, 1800RPM, 480 VAC, 3 phase TEFC motor sized for 400BPH @ 50psi pump discharge and 35 API crude oil Junction Resources 20352-01,02,03 & 04 | VIKING PUMP
PUMP/MOTOR #1 | ???
PUMP/MOTOR #2 | ??? | STEALTH PUMP
PUMP/MOTOR 4900 | ???
PUMP/MOTOR SKID | ???
PUMP: 4-1920-5883-516 | AL893 (CW) - STEEL EXTERIOR - HI TEMP RELIEF VALVE ON CASING - 3" 300# RAISED FACE OPPOSITE FLANGED PORTS - DUCTILE IRON ROTOR - RYTON IDLER - CARBON BUSHED - (875) PTFE ENCAP. O-RING GASKETS (CASING & HEAD PILOTS) - (872) PTFE O-RING GASKETS (RELIEF VALVE MOUNTING) - 806 GASKETS - MAGNETICALLY DRIVEN (MD-B HSC) 16 Week Delivery ARO Marathon Pegasus 21825-01
PUMP-GEAR 1.95 | Pump-Gear 1.95 CID CWR 5/8 Shaft A Mount, Keyed Shaft, 2 Bolt GP-F20-32-P-C ***Allow 2-3 weeks for delivery ARO
PUMPS | RP CPO ANSI Ruhrpumpen CPO ANSI unit Conditions: 10,000BPD @ 51PSI -- Crude Oil, 42 API Pump: Ruhrpumpen CPO ANSI 3x2-13 DI/SS Impeller: Full Seal: 1.750" Single Cartridge, C/SC/316SS/Viton Motor: Toshiba 20HP 1800RPM TEFC 3-Phase Coupling: Woods with Spacer Guard: Barrel Type Skid Mounted To Match Supplied Dimensions Skid: 21x58, Must Match 14.75" Ground to Centerline Suction Height -- Approx. 3-3/4" Riser Under Motor Needed | ZONE INDUST
PUMPS ONLY | Roper 2AM03 3/4x3/4 Gear Pump | ZONE INDUST
PUMPWORKS HP PLUS 675-9000 | I. PumpWorks HP PLUS 675-9000, 21 Stages • Carbon Steel Housing; Total length 10.90 ft • Nitronic-50 Shaft • Ni-Resist Diffusers and Impellers • Stainless Steel Head and Base with Tungsten Carbide Bearings • 4in 600# RF; SS Discharge Adaptor II. Coupling • Non-Lubricated Flexible Disc Coupling w/ 7” Spacer & non-sparking guard III. Thrust Chamber • Non-Back pullout, Oil Lubricated, 8000# Thrust Chamber • 4in 150# RF; SS Intake Adaptor • Single Component Seal for Crude Oil Service IV. Motor • 200 HP; 3600 RPM; 447TS Frame; 219 FLA @ 460V; 3 PH; TEFC; NEMA Premium Efficient Class 1 Div II. V. Skid Details • Estimated Size: 20’ L X 40” W Base Plate; Structural Steel with Adjustable Pump Supports; Adjustable Motor Alignment Positioning Screws; Base to Accommodate Next Frame Size Larger Motor; Drip Rim Containment at Discharge Flange Area and Mechanical Seal Area • Enamel Paint System on Pump and Base; Manufacturer’s Standard on Other Equipment VI. Safety Switches • Murphy Explosion Proof Oil Level EL150EX & Vibration VS-2EX Switches | DXP ENTERPRI
PUMPWORKS PWA-2 | Crude Specific Oil API Gravity: 48 0.79 560 bph@ Viscosity: 150 psi 1.6 cps Rated NPSH(R): Power: 11.95 58.08 FT HP Max. NOL: Temp: 67.04 li/0 HP Deg. F. Carbon Pumpworks Steel PWA-2 Construction Size 1.5x3x13 CS Single Impeller Cartidge Balanced Mech. & Seal, Trimmed Taper to: Bore 11.44" lnse1t Mounted Type an a Coupling Charmel and Steel Coupling Baseplate Guardto: 75 Premium HP, 3450 Duty RPM, VFD TEFC, Ready 3 PH, Motor 230/460 V Class (VFD 1, not Division Included) 2, T3C Temp. Code 8-10 Days Delivery | DXP ENTERPRI
PUP/MOTOR #2 | ???
PURGE KIT | Adding a purge kit to PLC | MOTOR CONTRO
PURGED PLC PANEL | Saginaw 42x36x12 316SS Enclosure - Saginaw 42X36 back Panel - P&F Purge - P&F Purge Exhaust - Red Lion 15 CR3000 HMI - Shade Aide for 15 " HMI - Puls 10 amp power Supply - Sixnet 5 port Ethernet Switch - Phoenix Contact 10amp Circuit Breaker - Phoenix Contact dual layer fused terminal block - Phoenix Contact dual layer fused terminal block with ground - Phoenix Contact dual layer terminal block with ground - Phoenix Contact UT 6 - Phoenix Contact UT6 PE - Phoenix Contact End Blocks - Phoenix Contact Interposing Relays - Phoenix Contact UT4 MTD - Phoenix Contact End Blocks | TEXAS AUTOMA
PURLIN | 6 X 2 14GA RED-OX CEE PURLIN | TEINERT META
PUSHBUTTONS | CH EDS2184S769 EDS FS PUSHBUTTONS | REXEL
PV14-10F-C | PAND PV14-10F-C FORK TERMINAL ; VINYL INSULATED ; 16 - 14 AWG ; #10 STUD SIZE ; FUNNEL ENTRY | SUMMIT
PVC 3/4 TERMINAL ADPT 20EA | Job # 21109-10 PVC 3/4 TERMINAL ADPT | DEALERS
PVC 4-IN-PVC | PVC 4-IN-PVC-FEMALE-ADPT | SUMMIT
PVC 4-IN-PVC-MALET | PVC 4-IN-PVC-MALE-TERM-ADPT | SUMMIT
PVC CEMENT | PVFCEMENTQT PVC 1QT CEMENT W/BRUSH TOP | DEALERS
PVC CONDUIT | S40 1" PVC Conduit | ELLIOTT ELEC
PVC ELBOW | 1" S40 PVC Elbow | ELLIOTT ELEC
PVC SCH 40 4-IN | PVC SCH 40 4-IN-36RAD-90DEG-SCH-40-ELL | SUMMIT
PVC SCH 80 4-IN-PVC | PVC SCH 80 4-IN-PVC-SCHED-80-10FT | SUMMIT
PVC TOUCHUP | PVC Touchup Grey | SUMMIT
PVC100 | PVC100 PVC 1-IN SCHEDULE-40 CONDUIT | SUMMIT
PVC125 | PVC 1-1/4 SCHEDULE-40 CONDUIT | SUMMIT
PVC-CG-100 | PVC-CG-100 | SUMMIT
PVC-CG-125 | PVC-CG-125 | SUMMIT
PVC-FIT-UB100 | NEC PVC-FIT-UB100 1 U-BOLT | SUMMIT
PVC-GRC-100 | PVC-GRC-100 | DEALERS
PVC-GRC-125 | PVC-GRC-125 | DEALERS
PVFEL10090 | PVFEL10090 PVC 1-IN-90D-SCH-40-C0ND-ELL | DEALERS
PVFMA075 | PVC 3/4 TERMINAL ADPT | DEALERS
PVFMA100 | PVC 1-IN TERMINAL ADPT | DEALERS
PVFMA125 | PVC 1-1/4 TERMINAL ADPT | DEALERS
PVFMA200 | PVC 2-IN TERMINAL ADPT | DEALERS
PVFMA250 | PVC 2-1/2 TERMINAL ADPT | DEALERS
PVFMA300 | PVC 3-IN TERMINAL ADPT | DEALERS
PW-100-I | PIR WALL SWITCH SENSOR IVORY | GRAYBAR
PWA 2X3X8 PUMP SKID | Pumpworks PWA-2 2" x 3" x 8" 150# Carbon Steel Construction, CS Impeller Full Size 8.38", Single Cartridge Mechanical Seal, Oil Bath Power Frame. Driven by 25 HP, 3450 RPM, TEFC, 3 PH, 460V, 284TS, C1D2 Premium Duty Motor | DXP ENTERPRI
PWA BOOSTER H-PUMP | ???
PWA CENTRIFUGAL | ???
PWA CENTRIFUGAL CHARGE PUMP | ???
PWA CHARGE PUMP | ???
PWA H-PUMP | ???
PWC 18-02TC-VN-SHD-E1 | PWC 18-02TC-VN-SHD-E1 18-1PR SHLD BC TC-TFFN E1 1 x 1650 Pn: 1751238 | REXEL
PWC 18-03TC-VN-SHD | PWC 18-03TC-VN-SHD 18-1TR OS PVC/PVC 600V K2 1 x 1650 Pn: 1366754 | REXEL
PWHT | Post Weld Heat Treat 4" Strainers / Pipe Spool & 3" Pipe Spools. Validus Energy 22258-01 = Kowalik 1 22259-01 = Love 1 22260-01 = Dougherty 1 22261-01 = Alvin NK 1 | GEORGE BROTH
PWHT 61 | Pipe Spool "Post Weld Heat Treat" EVX 21861-01 | GEORGE BROTH
PWHT QUALIFICATION | Cost includes travel, CWI Services, Procedures and Documentation | BIG STATE X
PWR SUPPLY W/BTY CHGR 27.6V | DRC-100B PWR SUPPLY w/BTY CHGR 27.6V | GDL INDUSTRI
PX 0402174 | NLS-CU 3/10 SN 1000MM Neutral busbar width: 10 mm height: 3 mm DIN VDE 0611-4: 1991-02 material: Copper tin-plated length: 1000 mm color: silver | AWC, INC
PX 0404017 | AK 4 Connection terminal block connection method: Screw connection load current: 41 A cross section: 0.5 mm² - 6 mm² width: 7 mm color: silver | AWC, INC
PX 0404033 | AK 16 Connection terminal block connection method: Screw connection load current: 76 A cross section: 1.5 mm² - 16 mm² width: 9.8 mm color: silver | AWC, INC
PX 0404046 | AK 35 Connection terminal block connection method: Screw connection load current: 125 A cross section: 2.5 mm² - 35 mm² width: 14.3 mm color: silver | AWC, INC
PX 0404428 | AB/SS Support bracket made from insulation material with retaining screw can be used with either 3 x 10 mm or 6 x 6 mm busbar color: gray | AWC, INC
PX 0711632 | ???
PX 0800307 | UBE/D Terminal strip marker carriers for marking terminal group, for mounting on the terminal strip NS 32 or NS 35/7.5, lettering field size: 44 x 7 mm Cust Part: 17-15300 | AWC, INC
PX 0800307 UBE/D TERMINAL | PX 0800307 UBE/D Terminal strip marker carriers for marking terminal group, for mounting on the terminal strip NS 32 or NS 35/7.5, lettering field size: 44 x 7 mm Felix Job# 20107-01 | AWC, INC
PX 0800366 | WMS 4,8 (60X9)R Shrink sleeve, Roll, white, perforated, mounting type: slide on, cable diameter range: 1.6 ... 4.8 mm, lettering field size: 60 x 9 mm, Number of individual labels: 250 | AWC, INC
PX 0800374 | WMS 3,2 (30X5)R Shrink sleeve, Roll, white, perforated, mounting type: slide-on, cable diameter range: 1 ... 3.2 mm, lettering field size: 30 x 5 mm, Number of individual labels: 500 | AWC, INC
PX 0800375 | WMS 4,8 (30X9)R Shrink sleeve, Roll, white, can be labeled with: THERMOMARK ROLLMASTER 300/600, THERMOMARK X1.2, THERMOMARK ROLL X1, THERMOMARK ROLL 2.0, THERMOMARK ROLL: without print, perforated, mounting type: slide on | AWC, INC
PX 0800384 | WMS 3,2 (60X5)RL Shrink sleeve, Roll, white, can be labeled with: THERMOMARK ROLLMASTER 300/600, THERMOMARK X1.2, THERMOMARK ROLL X1, THERMOMARK ROLL 2.0, THERMOMARK ROLL: without print Cust Part: 17-15250 | AWC, INC
PX 0800385 | ???
PX 0800387 | WMS 3 2 (30X5)RL | AWC, INC
PX 0800886 | E/NS 35 N End clamp, width: 9.5 mm, color: gray | AWC, INC
PX 0800886 E/NS 35 N, END CLAMP | PX 0800886 E/NS 35 N, End clamp, width: 9.5 mm, color: gray Felix Job# 20107-01 | AWC, INC
PX 0801002 | Phoenix Contact WMS-2 HF 3 2 (60X5)RL Shrink sleeve roll white unmarked 2:1 shrink ratio can be marked with: THERMOMARK ROLL THERMOMARK X.1 perforated mounting type: threaded on | AWC, INC
PX 0801371 | THERMOMARK-RIBBON 110-TC Ink ribbon, for THERMOMARK CARD for printing product groups UCT..., US..., and UM..., width: 110 mm, color: black | AWC, INC
PX 0801733 | NS 35/ 7 5 PERF 2000MM DIN rail perforated Standard profile width: 35 mm height: 7.5 mm acc. to EN 60715 material: Steel galvanized passivated with a thick layer length: 2000 mm color: silver | AWC, INC
PX 0803342 | ???
PX 0804155 | EO-AB/UT/LED/15 Socket, Pin connector pattern type AB 15A, Screw connection, for USA and other countries, with LED display, gray, for mounting on a DIN rail in the service interface or direct mounting, 125 V AC, 15 A, -20 °C, 60 °C, UL 508 | AWC, INC
PX 0807575 | KLM 2 Terminal strip marker carrier gray unlabeled mounting type: plug in lettering field size: 20 mm x 8 mm | AWC, INC
PX 0828734 | ???
PX 0828736 | ???
PX 0828748 | ???
PX 0828799 | ???
PX 0828806 | US-EMLP (85 6X54) Plastic label Card white unlabeled can be labeled with: BLUEMARK ID COLOR BLUEMARK ID THERMOMARK PRIME THERMOMARK CARD 2.0 THERMOMARK CARD mounting type: adhesive lettering field size: 85.6 x 54 | AWC, INC
PX 0828807 | US-EMPL (100X60) Plastic label card white unlabeled can be labeled with: BLUEMARK ID COLOR BLUEMARK ID THERMOMARK PRIME THERMOMARK CARD 2.0 THERMOMARK CARD mounting type: adhesive lettering field size: 100 x 60 mm mfr pn: 0828807 | AWC, INC
PX 0829438 | US-EMP (44X7) Snap-in markers, Card, white, unlabeled, can be labeled with: BLUEMARK ID COLOR, BLUEMARK ID, THERMOMARK PRIME, THERMOMARK CARD 2.0, THERMOMARK CARD, mounting type: snapped into marker carrier. 40 LABELS PER SHEET Pioneer Job# 21460-01 thru 13 | AWC, INC
PX 0902072 | TMC 61C 10A TMC 61C 10A | AWC, INC
PX 0903043 | EC-E 2A DC24V Electronic circuit breaker 1 reset input nominal current: 2 A | AWC, INC
PX 0916607 | UT 6-TMC M 5A Thermomagnetic circuit breaker 1-pos. for DIN rail mounting | AWC, INC
PX 0916608 | UT 6-TMC M 6A Thermomagnetic circuit breaker 1-pos. for DIN rail mounting | AWC, INC
PX 1004076 | UBE/D+ES/KMK 3 MARKER CARRIERS | AWC, INC
PX 1004348 | PX 1004348 Phoenix Contact KLM-A Terminal strip markers for strip marking adjustable height for use with end clamps E/UK E/NS 35 N or CLIPFIX 35 lettering feld size: 44 x 7 mm | AWC, INC
PX 1007631 | UT 2,5-3L BK Multi-level terminal block, connec | AWC, INC
PX 1019972 | TMC 71C 01A - Thermomagnetic device circuit breaker, number of positions: 1, connection method: Screw, cross section: 1 mm²- 35 mm², AWG: 18 - 2, width: 17.6 mm, mounting type: DIN rail: 35 mm, Color: gray | AWC, INC
PX 1019976 | ???
PX 1019983 | ???
PX 1044423 | UT 4-L/HESI (5X20) GY Fuse modular terminal block, fuse type: Glass / ceramics / ..., connection method: Screw connection, cross section: 0.14 mm²- 6 mm², AWG: 26 - 10, nominal current: 28 A, nom. voltage: 500 V, width: 6.2 mm, fuse type: G / 5 x 20 | AWC, INC
PX 1050020 1-10 V | ???
PX 1050020 11-20 V | ???
PX 1051029 1-10 V | ???
PX 1051029 1-10V | ???
PX 1051029 11-20 V | ???
PX 1051029 11-20V | ???
PX 1051029 21-30V | ???
PX 1051029 31-40 V | ???
PX 1051029 41-50 V | ???
PX 1051029 51-60 V | ???
PX 1085039 | FL SWITCH 1005NNarrow Ethernet switch, five RJ45 ports with 10/100 Mbps on all ports, automatic data transmission speed detection, autocrossing function, and QoS | AWC, INC
PX 1085260 | ???
PX 1156404 | SINGLE UPS 76AH | AWC, INC
PX 1200106 | AI 1, 0-8 RD S1 Taped ferrules, 1.0mm, sleeve | AWC, INC
PX 1201141 | AB/NS Support bracket for insulated mounting of DIN rails in insulated systems plastic 21 mm high | AWC, INC
PX 1201730 | NS 35/15 PERF 2000MM DIN rail perforated Standard profile width: 35 mm height: 15 mm similar to EN 60715 material: Steel galvanized passivated with a thick layer length: 2000 mm color: silver | AWC, INC
PX 1206560 | ???
PX 1207658 | Din Rail 1 meter 1/2" Offset, HEAVY DUTY Marathon Job# 20064 | AWC, INC
PX 1207658 DIN RAIL | PX 1207658 Din Rail 1 meter 1/2" Offset, HEAVY DUTY Felix Job# 20107-01 | AWC, INC
PX 1411191 | G-INSEC-M32-M68N-NCRS-S Cable gland, cable gland *Mfr: PHOENIX CONTACT *Mfr pn: 1411191 | AWC, INC
PX 1411325 | HC-STA-B16-BWSC-ELC-AL HEAVYCON B16 panel mounting base, with single locking latch, with plastic protective cover, with flat gasket, salt-water-resistant aluminum, conductive profile gasket. *Mfr: PHOENIX CONTACT *Mfr pn: 1411325 | AWC, INC
PX 1411330 | HC-STA-B24-BWSC-ELC-AL *Mfr: PHOENIX CONTACT *Mfr pn: 1411330 | AWC, INC
PX 1411332 | HC-STA-B24-BFDC-ELC-AL HEAVYCON B24 panel mount *Mfr: PHOENIX CONTACT *Mfr pn: 1411332 | AWC, INC
PX 1411444 | HC-B-G-M32-ER-AL *Mfr: PHOENIX CONTACT *Mfr pn: 1411444 | AWC, INC
PX 1411461 | HC-EVO-B16-HHFS-EL-AL *Mfr: PHOENIX CONTACT *Mfr pn: 1411461 | AWC, INC
PX 1412769 | HC-STA-B24-HHWD-1TTM32-EL-AL *Mfr: PHOENIX CONTACT *Mfr pn: 1412769 | AWC, INC
PX 1412789 | HC-STA-B24-HLFS-1TTM32-EL-AL | AWC, INC
PX 1417296 | HC-M-02-AT-F-16 *Mfr: PHOENIX CONTACT *Mfr pn: 1417296 | AWC, INC
PX 1417297 | HC-M-02-AT-M-16 *Mfr: PHOENIX CONTACT *Mfr pn: 1417297 | AWC, INC
PX 1417390 | HC-M-02-AT-F-35 *Mfr: PHOENIX CONTACT *Mfr pn: 1417390 | AWC, INC
PX 1417392 | HC-M-02-AT-M-35 *Mfr: PHOENIX CONTACT *Mfr pn: 1417392 | AWC, INC
PX 1417400 | HC-M-B16-MF-B *Mfr: PHOENIX CONTACT *Mfr pn: 1417400 | AWC, INC
PX 1417402 | HC-M-B24-MF-B Module carrier frame, size: B24, t *Mfr: PHOENIX CONTACT *Mfr pn: 1417402 | AWC, INC
PX 1417405 | HC-M-B16-MF-H *Mfr: PHOENIX CONTACT *Mfr pn: 1417405 | AWC, INC
PX 1417406 | HC-M-B24-MF-H Module carrier frame, size: B24, t *Mfr: PHOENIX CONTACT *Mfr pn: 1417406 | AWC, INC
PX 1648296 | HC-B 24-I-UT-M HEAVYCON pin insert, B24 series, 24-pos., screw connection *Mfr: PHOENIX CONTACT *Mfr pn: 1648296 | AWC, INC
PX 1648306 | HC-B 24-I-UT-F HEAVYCON female insert, B24 series, 24-pos., screw connection *Mfr: PHOENIX CONTACT *Mfr pn: 1648306 | AWC, INC
PX 1686478 | CP-HC Coding profile, 4 coding profiles per stri *Mfr: PHOENIX CONTACT *Mfr pn: 1686478 | AWC, INC
PX 1803578 | Phoenix Contact MC 1 5/ 2-ST-3 81 PCB connector nominal current: 8 A rated voltage (III/2): 160 V nominal cross section: 1.5 mm² number of positions: 2 pitch: 3.81 mm connection method: Screw connection with tension sleeve color: green contact surface: Tin | AWC, INC
PX 2320115 | QUINT-PS/24DC/12DC/ 8 Primary-switched QUINT DC/DC converter for DIN rail mounting with SFB (Selective Fuse Breaking) Technology input: 24 V DC output: 12 V DC/8 A | AWC, INC
PX 2320225 | QUINT-UPS/ 24DC/ 24DC/10 Uninterruptible power supply with IQ technology for DIN rail mounting input: 24 V DC output: 24 V DC/10 A including mounted universal DIN rail adapter UTA 107/30 | AWC, INC
PX 2320267 | Phoenix Contact QUINT-UPS/ 24DC/ 24DC/10/3.4AH Uninterruptible power supply with IQ technology and integrated power storage for DIN rail mounting input 24 V DC output: 24 V DC/10 A power storage: lead AGM 3.4 Ah incl. mounted UTA 107/30 universal DIN rail adapter | AWC, INC
PX 2320322 | UPS-BAT/VRLA/24DC/12AH Energy storage device, le | AWC, INC
PX 2320461 | QUINT-UPS/ 24DC/12DC/5/24DC/10 Uninterruptible power supply with IQ technology for DIN rail mounting, input: 24 V DC, output: 24 V DC/10 A and 12 V DC/5 A, including mounted universal DIN rail adapter UTA 107/30 | AWC, INC
PX 2717139 | DOK 1 5-2D Sensor/actuator terminal block connection method: Screw connection cross section: 0.2 mm² - 4 mm² AWG: 24 - 12 width: 6.2 mm color: gray mounting | AWC, INC
PX 2866682 | QUINT-PS/1AC/48DC/10 Primary-switched QUINT POWER power supply for DIN rail mounting with SFB (Selective Fuse Breaking) Technology input: 1-phase output: 48 V DC/10 A | AWC, INC
PX 2866776 | QUINT-PS/1AC/24DC/20 Primary-switched QUINT POWER power supply for DIN rail mounting with SFB (Selective Fuse Breaking) Technology input: 1-phase output: 24 V DC/20 A | AWC, INC
PX 2891001 | FL SWITCH SFNB 5TX Ethernet switch, 5 TP RJ45 ports, automatic detection of data transmission speed of 10 or 100 Mbps (RJ45), autocrossing function | AWC, INC
PX 2891001 SWITCH | PX 2891001 Phoenix, SWITCH SFNB 5TX 5 Port Ethernet Switch Felix Job# 20107-01 | AWC, INC
PX 2891929 | FL SWITCH SFN 8TX Ethernet switch 8 TP RJ45 ports automatic detection of data transmission rate of 10/100 mbps (RJ45) autocrossing function | AWC, INC
PX 2902061 | MINI MCR-2-UI-I-OLP Output loop-powered 2-way isolator with plug-in connection technology for the electrical isolation of unipolar and bipolar analog signals. Input configurable via DIP switch. Screw connection technology standard configuration | AWC, INC
PX 2902879 | QUINT-ORING/24DC/2X40/1X80 Active QUINT redundancy module for DIN rail mounting with ACB (Auto Current Balancing) Technology and monitoring functions input: 24 V DC/2x 40 A output: 24 V DC/1 x 80 A including mounted UTA 107/30 universal DIN rail adapt | AWC, INC
PX 2903158 | TRIO-PS-2G/1AC/12DC/10 Primary-switched TRIO POWER power supply with push-in connection for DIN rail mounting input: 1-phase output: 12 V DC/10 A | AWC, INC
PX 2903361 | RIF-0-RPT-24DC/ 1 Pre-assembled relay module with push-in connection consisting of: relay base with ejector and power contact relay. Contact type: 1 N/O contact. Input voltage: 24 V DC Pioneer Job# 21460-01 thru 13 | AWC, INC
PX 2904602 | QUINT4-PS/1AC/24DC/20 | AWC, INC
PX 2907161 | TRIO-UPS-2G/1AC/24DC/10 Uninterruptible power supply with integrated power supply unit. For lead AGM energy storage with 1.3 Ah to 38 Ah nominal capacity. Input: 1-phase output: 24 V DC/10 A. Push-in connection technology | AWC, INC
PX 2907196 | HMC 11 120AC 10A C1D2 | AWC, INC
PX 2907571 | TMC 81C 15A Thermomagnetic device circuit breaker number of positions: 1 connection method: Screw cross section: 1 mm²- 35 mm² AWG: 18 - 2 width: 17.6 mm mounting type: DIN rail: 35 mm Color: gray | AWC, INC
PX 2907573 | TMC 81C 20A Thermomagnetic device circuit breaker number of positions: 1 connection method: Screw cross section: 1 mm²- 35 mm² AWG: 18 - 2 width: 17.6 mm mounting type: DIN rail: 35 mm Color: gray | AWC, INC
PX 2907918 | PX 2907918 Phoenix Contact PLT-SEC-T3-120-FM-UT Type 2/3 surge protection consisting of protective plug and base element with integrated status indicator and remote signaling for single-phase power supply networks. Nominal voltage 120 V AC/DC | AWC, INC
PX 2909509 | ???
PX 2909524 | Phoenix Contact PLC-RSC-24DC/21/EX PLC-INTERFACE, consisting of DIN-rail-mountable basic terminal block in 6.2 mm with screw connection and plug-in miniature relay with 6 A power contact, 1 changeover contact, 24 V DC input voltage. Approved according to ATEX/IECEx | AWC, INC
PX 2909906 | PTCB E1 24DC/4A NO Single-channel electronic circuit breaker for protecting 24 V DC loads against overload and short circuit. Simple potential distribution using components from the CLIPLINE complete terminal block system. With fixed nominal current | AWC, INC
PX 2910105 | UNO2-PS/1AC/24DC/480W Primary-switched UNO power supply for DIN rail mounting, input: single-phase, output: 24 V DC/480 W | AWC, INC
PX 2910122 | PX 2910122 Phoenix Contact QUINT4-PS/24DC/12DC/8/PT Primary-switched DC/DC converter QUINT DIN rail mounting SFB Technology (Selective Fuse Breaking) Push-in connection input: 24 V DC output: 12 V DC / 8 A | AWC, INC
PX 2961105 | REL-MR- 24DC/21 Plug-in miniature power relay with power contact 1 PDT input voltage 24 V DC | AWC, INC
PX 2963860 | ???
PX 2963860 SINGLE DIN RAIL | PX 2963860 SD-US/SC/LA/GY Single Din Rail 120VAC Outlet Felix Job# 20107-01 | AWC, INC
PX 2966016 | PLC-BSC-24DC/21 6.2MM BASIC TERMINAL BLOCK | AWC, INC
PX 2966171 | ???
PX 2966786 | FBST 500-PLC RD, INSERTION BRIDGE FOR PHOENIX RELAYS Marathon Job# 20064 | AWC, INC
PX 2966786 FBST 500-PLC RD | PX 2966786 FBST 500-PLC RD, INSERTION BRIDGE FOR PHOENIX RELAYS Felix Job# 20107-01 | AWC, INC
PX 2967060 | PLC-RSC- 24DC/21-21 PLC relay consisting of base terminal block PLC-BSC.../21 with screw connection and pluggable miniature relay with power contact for assembly on DIN rail NS 35/7.5 2 PDT input voltage 24 V DC Whitewater Job# 21399 | AWC, INC
PX 2967620 | PLC-RSC- 24DC/21HC Marathon Job# 20064 | AWC, INC
PX 3001022 | D-UK 2 5 End cover length: 42.5 mm width: 1.5 mm height: 30.7 mm color: gray | AWC, INC
PX 3001048 | UK 2 5 B BU Feed-through terminal block nom. voltage: 690 V nominal current: 24 A connection method: Screw connection number of connections: 2 cross section: 0.2 mm² - 4 mm² AWG: 24 - 12 width: 6.2 mm color: blue mounting type: NS 35/7 5 NS 3 | AWC, INC
PX 3004126 | Phoenix Contact UK 5-HESILED 24 Fuse terminal block for cartridge fuse insert cross section: 0.2 - 4 mm² AWG: 26 - 10 width: 8.2 mm color: black | AWC, INC
PX 3005948 | PX 3005948 Phoenix Contact FBS 5-10 Plug-in bridge pitch: 10.2 mm number of positions: 5 color: red | AWC, INC
PX 3007217 | Phoenix Contact UKK 5-HESI (6,3X32) Fuse modular terminal block, fuse type: Glass / ceramics / ..., connection method: Screw connection, cross section: 0.2 mm²- 4 mm², AWG: 24 - 12, nominal current: 32 A, nom. voltage: 400 V, width: 8.2 mm, fuse type: G / 6,3 x 32 | AWC, INC
PX 3011067 | Phoenix Contact VIOK 1 5-D/TG/D/PE Installation ground terminal block connection method: Screw connection cross section: 0.2 mm² - 4 mm² AWG: 24 - 12 width: 6.2 mm color: gray mounting type: NS 35/7 5 NS 35/15 | AWC, INC
PX 3022218 | CLIPFIX 35 Quick mounting end clamp for NS 35/7 5 DIN rail or NS 35/15 DIN rail with marking option width: 9.5 mm color: gray | AWC, INC
PX 3030255 | FBS 4-6 Plug-in bridge pitch: 6.2 mm width: 23.1 mm number of positions: 4 color: red | AWC, INC
PX 3030323 | Phoenix Contact FBS 10-8 Plug-in bridge pitch: 8.2 mm width: 80.3 mm number of positions: 10 color: red | AWC, INC
PX 3030365 | ???
PX 3030433 | D-ST 6 End cover length: 69.5 mm width: 2.2 mm height: 36 mm color: gray | AWC, INC
PX 3030459 | D-STTB 2,5 End cover, length: 67.5 mm, width: 2 | AWC, INC
PX 3030514 | D-ST 2,5-QUATTRO End cover, length: 72.2 mm, width: 2.2 mm, height: 29.1 mm, color: gray | AWC, INC
PX 3031270 | STTB 2,5 Double-level spring-cage terminal bloc | AWC, INC
PX 3031306 | ST 2,5-QUATTRO Feed-through terminal block, nom. voltage: 800 V, nominal current: 24 A, connection method: Spring-cage connection, number of connections: 4, cross section: 0.08 mm² - 4 mm², AWG: 28 - 12, width: 5.2 mm, color: gray | AWC, INC
PX 3031322 | ST 2,5-QUATTRO-PE Ground modular terminal block | AWC, INC
PX 3031487 | ST 6 Feed-through terminal block, nom. voltage: 1000 V, nominal current: 41 A, connection method: Spring-cage connection, number of connections: 2, cross section: 0.2 mm² - 10 mm², AWG: 24 - 8, width: 8.2 mm, color: gray, mounting type: NS 35/7, 5 | AWC, INC
PX 3032224 | ???
PX 3038930 | Phoenix Contact FBS 50-5 Plug-in bridge pitch: 5.2 mm number of positions: 50 color: red | AWC, INC
PX 3044092 | UT 2 5-PE Ground modular terminal block connection method: Screw connection number of connections: 2 cross section: 0.14 mm² - 4 mm² AWG: 26 - 12 width: 5.2 mm height: 46.9 mm color: green-yellow mounting type: NS 35/7 5 NS 35/15 | AWC, INC
PX 3044102 | UT 4 Feed-through terminal block, nom. voltage: 1000 V, nominal current: 32 A, connection method: Screw connection, number of connections: 2, cross section: 0.14 mm² - 6 mm², AWG: 26 - 10, width: 6.2 mm, height: 46.9 mm, color: gray, mounting type: NS 3 | AWC, INC
PX 3044160 | PX 3044160 Phoenix Contact UT 10 Feed-through terminal block, nom. voltage: 1000 V, nominal current: 57 A, connection method: Screw connection, number of connections: 2, cross section: 0.5 mm² - 16 mm², AWG: 20 - 6, width: 10.2 mm, height: 46.9 mm, color: gray | AWC, INC
PX 3044571 | Phoenix Contact UT 4-QUATTRO Multiple position modular terminal block with double screw connection on both sides cross section: 0.14 - 4 mm² width: 6.2 mm color: Gray | AWC, INC
PX 3045143 | UT 4 BK Feed-through terminal block nom. voltage: 1000 V nominal current: 32 A connection method: Screw connection number of connections: 2 cross section: 0.14 mm² - 6 mm² AWG: 26 - 10 width: 6.2 mm color: black mounting type: NS 35/7 5 NS 35/ Medallion Job# 22027-01 thru 22071-01 | AWC, INC
PX 3046032 | UT 4-HESI (5X20) Fuse modular terminal block, fuse type: Glass / ceramics / ..., connection method: Screw connection, cross section: 0.14 mm²- 6 mm², AWG: 26 - 10, nominal current: 6.3 A, nom. voltage: 500 V, width: 6.2 mm, fuse type: G / 5 x 20 Cust Part: 17-15100 | AWC, INC
PX 3046090 | UT 4-HESILED 24 (5X20) Lever-type fuse terminal block black for 5 x 20 mm G fuse inserts with LED for 24 V AC/DC | AWC, INC
PX 3046184 | UT 4-MTD Feed-through terminal block, nom. voltage: 800 V, nominal current: 32 A, connection method: Screw connection, number of connections: 2, cross section: 0.14 mm² - 6 mm², AWG: 26 - 10, width: 6.2 mm, color: gray, mounting type: NS 35/7,5 | AWC, INC
PX 3046184 UT 4-MTD | PX 3046184 UT 4-MTD Felix Job# 20107-01 | AWC, INC
PX 3046223 | UT 4-MTD-PE Marathon Job# 20064 | AWC, INC
PX 3046223 UT 4-MTD-PE | PX 3046223 UT 4-MTD-PE Felix Job# 20107-01 | AWC, INC
PX 3047028 | D-UT 2 5/10 End cover length: 47 mm width: 2.2 mm height: 39.8 mm color: gray | AWC, INC
PX 3047141 | D-UT 2 5/4-TWIN Marathon Job# 20064 | AWC, INC
PX 3047141 D-UT 2 5/4-TWIN | PX 3047141 D-UT 2 5/4-TWIN Felix Job# 20107-01 | AWC, INC
PX 3048580 | PX 3048580 Phoenix Contact UK 10,3-CC HESI N Fuse modular terminal block | AWC, INC
PX 3074169 | UT 4-HESI (5X20) GY Fuse modular terminal block, fuse type: Glass / ceramics / ..., connection method: Screw connection, cross section: 0.14 mm²- 6 mm², AWG: 26 - 10, nominal current: 6.3 A, nom. voltage: 500 V, width: 6.2 mm, fuse type: G / 5 x 20 | AWC, INC
PX 3214259 | UT 2 5-3L Multi-level terminal block connection method: Screw connection cross section: 0.14 mm² - 4 mm² AWG: 26 - 12 width: 5.2 mm color: gray mounting type: NS 35/7 5 NS 35/15 | AWC, INC
PX 3214314 | D-UT 2 5-3L End cover length: 90 mm width: 2.2 mm height: 69.8 mm color: gray | AWC, INC
PX 3214320 | UT 4-PE/L/HESI (5X20) Fuse modular terminal block, fuse type: Glass / ceramics / ..., connection method: Screw connection, cross section: 0.14 mm²- 6 mm², AWG: 26 - 10, nominal current: 28 A, nom. voltage: 500 V, width: 6.2 mm, fuse type: G / 5 x 20 | AWC, INC
PX 3214320 UT 4-PE/L/HESI | PX 3214320 UT 4-PE/L/HESI (5X20) Felix Job# 20107-01 | AWC, INC
PX 3214321 | UT 4-PE/L/HESILED 24 (5X20) Fuse modular terminal block, fuse type: Glass / ceramics / ..., connection method: Screw connection, cross section: 0.14 mm²- 6 mm², AWG: 26 - 10, nominal current: 28 A, nom. voltage: 24 V, width: 6.2 mm | AWC, INC
PX 3214325 | UT 4-L/HESI (5X20) Fuse modular terminal block, fuse type: Glass / ceramics / ..., connection method: Screw connection, cross section: 0.14 mm²- 6 mm², AWG: 26 - 10, nominal current: 28 A, nom. voltage: 500 V, width: 6.2 mm, fuse type: G / 5 x 20 | AWC, INC
PX 3214325 UT 4-L/HESI (5X20) | PX 3214325 UT 4-L/HESI (5X20) Felix Job# 20107-01 | AWC, INC
PX 3214362 | Phoenix Contact UT 4-L/L Multi-level terminal block, nom. voltage: 500 V, nominal current: 30 A, connection method: Screw connection, Screw connection, number of connections: 4, cross section: 0.14 mm² - 6 mm² | AWC, INC
PX 3214366 | UT 4-L/HESILED 24 (5X20) Fuse modular terminal b | AWC, INC
PX 5146464 | ???
PX 5602519 | EM-DUO 120/20/GFI Rail-mounted dual power outlet with two 120 V AC/20 A receptacles equipped with ground fault circuit interruption (GFCI) for 35 mm DIN rail per EN 60715. GFCI protects against shock hazards associated with ground shorts | AWC, INC
PX 5604188 | NS 35/58-AL 2M PERF Aluminum raised rail length 2 meters | AWC, INC
PX-0828806 | US-EMLP (85 6X54) Plastic label Card white unlabeled can be labeled with: BLUEMARK ID COLOR BLUEMARK ID THERMOMARK PRIME THERMOMARK CARD 2.0 THERMOMARK CARD mounting type: adhesive lettering field size: 85.6 x 54 mm Number of individual labels | AWC, INC
PXT-K-200 | 02-05707736 PXT-K-200 Pressure Transmitter | BASIN CONTRO
PY 93C-343-4 | ???
PY-HHAAW | Aluminum Full Brim Hard Hat Faceshield Frame | THE PAINT
PY-S1010 | FaceShield, .040 8"x15" Poly Universal | THE PAINT
PY-S3510SJ | Safety Glass, OTS, Clear Lens, w/Black Temples, 12/box | THE PAINT
Q003LEKF | HAM Q003LEKF PRIMARY VOLTAGE 240 X 480 V; SECONDAR VOLTAGE 120/240 V; 60 HZ; POWER RATING 3 KVA; INS ULATION CLASS 180; TEMPERATURE RISE 115 DEG C; SIZ E 7 INCH W X 6.5 INCH D X 11.25 INCH H; APPLICABLE STANDARD ANSI, ABS, NEMA, OSHA; APPROVAL UL (CANA DA AND US) | SUMMIT
Q115 | SIEM Q115 BREAKER 15A 1P 120V 10K QP | SUMMIT
Q120 | SIEM Q120 BREAKER 20A 1P 120V 10K QP | SUMMIT
Q230 | SIEM Q230 BREAKER 30A 2P 120/240V 10K QP | SUMMIT
QBHW2060 | 2 POLE 60A QBHW BRKR | ELLIOTT ELEC
QOCA-BS85CS-6" | COMPLETE ASSEMBLY FOR CARBON STEEL | EGGELHOF, IN
QT 6331- PVC CEMENT | QT 6331- PVC CEMENT | ELLIOTT ELEC
QT MED PVC CONDIT | QT MED PVC Condit | ELLIOTT ELEC
QT PR I-L PRIMER | QT PR I-L PRIMER | ELLIOTT ELEC
QT SW PLAS RATIO CON | QT SW PLAS RATIO CON | THE SHERWIN
QT THINNER | Oderless Thinner | HIGGINBOTH16
QUADRANT VALVE | Valve Ball QVA SB-SS Series 1.00 Inch Seal Welded CL 900 - 2 160 psi RP FNPT x FNPT Spring Return Handle CF8M Body 316SS Trim R-TFM Seats Graphite Seals ASME B16.34 API 608 API 607 Firesafe NACE MR01-75 SBRSSRGSRTT100 | MIDSTREAM VA
QUART CUPS | Quarts size measuring cups | THE SHERWIN
QUART-PIPE THD SEALANT | (blank) | CITY PIPE
QUICK MOUNTING | Parts purchased for Kenneth Smith 1H-29X for Ovintiv | AWC, INC
QUICK SHIP | Quick Ship | DSI
QUIK KICK EPXY ACC | (blank) | THE SHERWIN
QUIKRETE CONCRETE 42 PALLET | (blank) | HIGGINBOTH16
QUINT-ORING | QUINT-ORING/24DC/2X40/1X80 Active QUINT redundancy module for DIN rail mounting with ACB (Auto Current Balancing) Technology and monitoring functions input: 24 V DC/2x 40 A output: 24 V DC/1 x 80 A including mounted UTA 107/30 universal DIN rail adapt | AWC, INC
QUINT-PS/1AC/24DC/20 | QUINT-PS/1AC/24DC/20 Primary-switched QUINT POWER power supply for DIN rail mounting with SFB (Selective Fuse Breaking) Technology input: 1-phase output: 24 V | AWC, INC
QUINTUPLEX PUMP | WEATHERFORD W435L CS QUINTUPLEX PUMP DRIVEN BY 350HP PREMIUM EFFY. MOTOR MOUNTED ON OILFIELD BASE W/ 4.5" TUNGSTEN PLUNGERS, 858 PACKING, AR STYLE VALVES, OSHA APPROVED SHEAVES AND BELT GUARD, ALONG WITH MURPHY HI/LOW OIL LEVEL CONTROL AND VIBRATION SWITCH. CRUDE OIL API 42 10000 BPD / 292GPM 750PSI ********** PUMP RPM:200RPM 361GPM MAOP 930PSI Endeavor 21616-01 | KNIGHTEN MAC
R/Y + POUCH | R/Y + Pouch | INDUSTRIAL
R01-000010-000 | REPAIR OF PDAQ: REPAIR SERVICE FOR FLOW MD PDAQ BOX INCLUDES THE REPLACEMENT OF BOARD(S) AS REQUIRED. B04-000022-000 AND /OR B04-000059-000. NOTE: IF BOARDS NOT REQUIRED THE PRICE OF $350.00 IS FOR TEST, EVALUATION AND HANDLING | CITY PIPE
R116 | Mersen Fuse Reducer 60amp to fit 100amp Clips | SUMMIT
R166 | FUSE REDUCERS | FLOW MANAGEM
R-20 OVAL IRON RING GASKET | 1 1/2" R20 OVAL SOFT IRON RTJ GASKET | ELLIOTT ELEC
R200 METER | 2" MICRO MOTION METER R200S418NQBAEZYZZ MICRO MOTION R-SERIES CORIOLIS METER, 2 INCH (DN50), 316L STAINLESS STEEL | ELLIOTT ELEC
R24 OVAL SOFT IRON RING GASKET | (blank) | MICRO MOTION
R-24 RING GASKET | (blank) | CTAP
R305 MANIFOLD | Rosemount R305 Integral Manifold R305EC22B11B4 R305 Rosemount R305 Integral Manifold E Design Class: Enhanced C Manifold Style: Coplanar 2 Manifold Type: 2-Valve 2 Materials of Construction: 316/316L SST B Process Connection Style: 1/2-14 NPT female 1 Packing Material: PTFE 1 Valve Seat: Integral B4 Mounting Bracket: SST Mounting Bracket for 2-inch pipe mount with series 300 SST bolts | ROSEMOUNT, I
R306 INLINE MANIFOLD | Rosemount R306 In-Line Manifold R306ET22AA11SG | ROSEMOUNT, I
R306 MANIFOLD | Rosemount R306 In-Line Manifold R306ET22BA11 R306 Rosemount R306 In-Line Manifold E Design Class: Enhanced T Manifold Style: Threaded 2 Manifold Type: 2-Valve 2 Materials of Construction: 316/316L SST BA Process Connection Style: 1/2-14 female ANPT Process Connection for Inline Transmitter 1 Packing Material: PTFE 1 Valve Seat: Integral Qty Primary Tag Type Primary Tag 1 WIRE 1 WIRE | ROSEMOUNT, I
R31 RING GASKET | (blank) | CITY PIPE
R31 STEEL GASKET | (blank) | CITY PIPE
R400131A | 18/2 OA FOIL SHLD 1000' | ELLIOTT ELEC
R427008 | SAFETY EDGE | AUSTIN HARDW
R45 OVAL SOFT IRON RING GASKET | (blank) | CTAP
R6001-2 OV CART 2PAC | (blank) | THE SHERWIN
R7K111 TOTE | (blank) | THE SHERWIN
RA1 | 1" RT ANG CLMP | ELLIOTT ELEC
RA12 | 1/2" RT ANG CLMP | ELLIOTT ELEC
RA34 | 3/4" RT ANG CLMP | ELLIOTT ELEC
RABBIT EAR FAB | (blank) | ULTIMATE WEL
RAC100HD | 1" RIGHT ANGLE CLAMPS | SUMMIT
RAC150HD | CCHC RAC150HD 1-1/2 90D GLV CLMP COND TRADE SIZE 1-1/2 INCH; COND TYPE INTERMEDIATE, RIGID; MALL IRON; GALV FINISH; CSA | SUMMIT
RAC200HD | 2" RIGHT ANGLE CLAMPS | SUMMIT
RAC50HD | 1/2" RIGHT ANGLE CLAMPS | SUMMIT
RAC50HE | 1/2 90D GLV CLMP COND TRADE SIZE 1/2 INCH; COND TYPE INTERMEDIATE, RIGID; MALL IRON; GALV FINISH; CSA | SUMMIT
RAC75HD | 3/4" RIGHT ANGLE CLAMPS | SUMMIT
RACK/CANOPY PAINT | HSPOLYGL UDBS 5G BLM SHALE GREEN PAINT | THE SHERWIN
RACML500G | RACML500G RACO ML500G 1G NM FLAT IN USE COVER GRAY EXTRA DUTY | DEALERS
RACOR KIT | RACOR FUEL FILTRATION KIT, Complete Water/Fuel separator and filtration Kit for eliminating 99% of impurities found in fuel, ready to install | GENERAL POW
RADIOGRAPHIC CREW~REGULAR TIME | ???
RAF 2384-3716-N | HEX STANDOFF FINISH 5/8"NYLON | THE REYNOLDS
RAGS | 10# white Knit | THE PAINT
RAN CONDUIT | Ran Conduit and pulled wire, includes Electrician, Apprentice and Truck Marathon Job# 22163 | 3W ENERGY SE
RAN WIRE | Drove to lease to pull wire run conduit and terminate wire on Lact units Marathon Job# 22163 | 3W ENERGY SE
RAPID SUCCESS™ | Rapid Success™ Onboarding Service with Standard Support. Up to 40 hours Onboarding Service as detailed in the Rapid Success™ Onboarding Service for EHS Insight® Customers document located at https://www.ehsinsight.com/Rapid_Success_Onboarding_Service | EHS INSIGHT
RAPTOR 50HCB 1-5/8" | RAPTOR 50HCB 1-5/8" COUPLINGS/FLEX, 08521729 | MOTION INDUS
RAPTOR ELEMENT | E60 RAPTOR ELEMENT 015852 ELASTOMER CPLGS | MOTION INDUS
RAPTOR-ES5-COUPLING KIT | RAPTOR-ES5-COUPLING KIT 1-1/8" X 1-5/8" ITEM NO: 99999999 Matt Getts | MOTION INDUS
RAVEN RV50 W/ KIT | Refurbished RV50, 25'Coaxial Cable LMR- 400, Multiband Directional Atenna 10DB | COASTAL FLOW
RAVEN RV50X W/ KIT | Raven RV50X W/ KIT Includes- 25' Coaxial Cable LMR-400 Multiband Directional Antenna 10dB | COASTAL FLOW
RB200-100 2TO1 REDUC BUSH | Job # 21109-10 Charge back to moms meals
RB300100 5EA | (blank) | THE PAINT
RB300-200 REDUC BUSH | Job # 21109-10 Charge back to moms meals | DEALERS
RB75-50 3/4-1/2 REDUC | Job # 21109-10 Charge back to moms meals | DEALERS
RB-CR32XHC | ??? | DEALERS
RB-S445516GY | Can Liner 44X55 Gry 1.6 MIL LLDPE Cs100 | DEALERS
RC20 5HP UNIT | RC20 5HP UNIT BLACKMERE RC20 REGENERATIVE TURBINE PUMP DUCTILE IRON CONSTRUCTION, 1" NPT, NI-RESIST IMPELLER, RH ROTATION, SC/CARBON/ VITON SEAL, RV18CBS2, 87-196PSI, TOSHIBA 5HP, 3PH, 3600RPM, 184TC MOTOR, MOUNTED ON BASE PLATE. | KNIGHTEN MAC
RC2S-H-ACE | RC2S-H-ACE | MACHINERY MO
RC3CS-ACE MOTOR CHOCKS | RC3CS-ACE Motor Chocks | MACHINERY MO
RCUII/MLII, DIV II KEYPAD | RCUII/MLII, Div II Keypad Item# 4722 | TOPTECH SYST
RDG-V | 230 G Viton R K | CONTROL EQUI
RE108 | CRS-H RE108 4X3-IN RED GALV ALUM ACRYLIC PAINTED FERALOY[R] IRON ALLOY; 4 IN LARGE END ; 3 IN SMALL END ; CLASS I DIV 1 AND 2 GRP A
RE21 | 3/4X1/2 REDUCING BUSHING | ULTIMATE WEL
RE53 | 1-1/2X1 REDUCING BUSHING | ULTIMATE WEL
RE54 | 1-1/2X1-1/4 REDUCING BUSHING | ULTIMATE WEL
RE63 | 2X1 REDUCING BUSHING | ULTIMATE WEL
RE65 | 2X1-1/2 REDUCING BUSHING | ULTIMATE WEL
RE73 | 2-1/2" X 1" Reducer | ULTIMATE WEL
RE76 | 2-1/2X2 REDUCING BUSHING | ULTIMATE WEL
RE86 | 3X2 REDUCING BUSHING | ULTIMATE WEL
RE87 | 3X2-1/2 reducing bushing | ULTIMATE WEL
REBAR | 3/8" #3 14" OD WITH 12" OVERLAP CIRCLE TIES FABRICATED REBAR | PERMIAN VALV
REBAR RECTANGULAR SADDLE | #3 @ 1'-5" X 9" REBAR RECTANGULAR SADDLE | SLATER CONTR
REBUILD 3196 1.5X3-10 MT | Labor and parts per SO# 187779 | SUMMIT
REBUILD KIT | 60011 PATHWAY REBUILD KIT FOR 550-3" DIAPHRAGM OPERATED, REMOVABLE SEAT, MOLDED NITRILE TRIM BACK PRESSURE VALVE | ELLIOTT ELEC
REBUILD KIT #60026 | Rebuild Kit #60026, which is a rebuild kit for Pathway model 304-236-12A1 divert valve [old model #304-235-121 option 32], which includes all o-rings (10137, 10141, & 10142), SS locknut (10181), acetal trim plugs (21149 x2), packing gland assembly (21348), and valve stem (22829). | ELLIOTT ELEC
REBUILD KIT #60053 | Rebuild Kit #60053 - rebuild kit for 550-3” piston operated/integral seat/PTFE plug trim back-pressure valves, which includes locknuts (10173 x 2), fluorocarbon o-rings (10282, 11547, 11548, & 13481), fluorocarbon polypak packing (11246), PTFE trim plug insert (21828), packing gland assembly (21123), and valve stem (20347). Price: $255.00/EA. Estimated shipping date: 3-5 working days | ELLIOTT ELEC
REBUILD KITS | The Kit includes: (1119980) Plug, 3" Bottom Buna; (1120134) Gasket, Molded; (1120554) Packing, Flat 1/2"x1"; (1124054) Thread Seal, 3/8"ID; (1124157) Packing, Center 1/2"x1"; (1125044) Diaphragm, No.20 Std.; (1126670) Gasket, 3" Molded; (1126676) Plug, 3" Top Buna | ELLIOTT ELEC
REBUILD PUMP | Rebuild Pump: 1.5X3-10 MTIDO (Goulds ANSI 3196) SO#127197 | ELLIOTT ELEC
REBUILD SKID | Rebuild skid | SUMMIT
REBUILT KITS | Complete rebuilt kit GB-41445 3-464-GB41445-FULL-01 GB41445 T2 FKM FULL REBUILD Franklin Mountain Energy order# 22099 | ELLIOTT ELEC
RECEPTACLE | 200A 3W 4P NEMA4X PWRMATE RCPT | ELLIOTT ELEC
RECIPROCATING PUMP | 200T-5L Pump Unit | ELLIOTT ELEC
RECOATABLE HRD | kits of Recoatable HRD 630-4273 Whitewater Job# 22235 & 22236 | TEINERT META
RECOATABLE PAINT | RCTEPXPR WHT 10G RECOATABLE PAINT | TEINERT META
RECONDITION 2" | ??? | KNIGHTEN MAC
RECONDITION 2" 150# | ??? | HATFIELD AND
RECONDITION 3" | ??? | DAVIS & DAVI
RECONDITION 3" 150# | ??? | DAVIS & DAVI
RECONDITION METER | ??? | LEGACY FLOW
RECONDITIONED 6" 300# 4-WAY | RECONDITIONED - 6" C4721 300# GENERAL 4-WAY VALVE, GEAR OPERATED, R/P, C/S, VITON TRIM, VITON SLIPS, NICKEL PLATED BODY ID & PLUG, WITH DTR SYSTEM. | KNIGHTEN MAC
RECOVERY FEE | (blank) | ULTIMATE WEL
RECP DUPLEX 15A | recp duplex 15A | VIKING PUMP
RECP DUPLEX 20A | RECP DUPLEX 20A | ELLIOTT ELEC
RECP DUPLEX 20A 125V 2P3W WIRE | (blank) | ODESSA PUMPS
RECTANGLE TUBING | 4 X 2 RECTANGLE TUBING 1/4 *RED* | THE SHERWIN
RECTORSEAL | Rectorseal - Pint - No.5 | THE SHERWIN
RECTORSEAL - PINT - NO.5 | Rectorseal - Pint - No.5
RECTORSEAL PINT | Rectorseal Pint No. 5
RECTORSEAL PINT NO. 5 | Rectorseal Pint No. 5
RECTORSEAL-PINT-NO.5 | ???
RECYCLE FEE | Recycle Fee
RED BINKS HOSE ASSEMBLY | 71-1105 | MIDSTREAM VA
RED BUSHING | CCD S60700FB05 *3/4IN X 1/2IN SS REDUCING BUSHING | SAFETY-KLEEN
RED LED STROBE | ??? | ELLIOTT ELEC
RED LION | ed Lion, DATA STATION PLUS Protocol Converter, 2 | ELLIOTT ELEC
RED LION DA50A | RL DA50A0BNN0000030 Red Lion DA50A, 1-Sled Gateway, Data Acquisition | ELLIOTT ELEC
RED LION RL DSPSX000 | ??? | TEINERT META
RED LION, ETHERNET SWITCH | Red Lion, Ethernet Switch, 8 port unmanaged, 10/10 | MCCARTY EQUI
RED PANEL | Qty.4 Rustic Red Panels 4' 2" L | MCCARTY EQUI
RED UNION 1/4" T X 1/8 T | Red union 1/4" T x 1/8 T SS | MCCARTY EQUI
RED UNION 1/8" T X 1/16 T | Bilok Red union 1/8" T x 1/16 T SS | MCCARTY EQUI
RED1H32LM | RED1H32LM R-DOT IH3-2-LM 1G RT BOX 3 3/4
RED1H52LM | RED1H52LM R-DOT 1H5-2-LM WP BOX * | FRANKILN & S
RED21H42 | RED21H42 R-DOT 21H4-2 2G RT BX W/4 3/4 | THE SHERWIN
RED2CCD | RED2CCD 2CCD 2G RT DPLX RCPT CVR | REXEL
REDCCD | REDCCD CCD 1G RT DPLX RCPT COVER
REDLINE LUMEN FLASHLIGHT | (blank) | AWC, INC
REDUC BUS | Job # 21109-10 Charge back to moms meals | AWC, INC
REDUCBUSH | Job # 21109-10 Charge back to moms meals
REDUCER | REDUCER- ECCENTRIC BW 4 X 3 STD A234 WPB DOMESTIC | AWC, INC
REDUCER- 6 X 4 XH A234 WPB | REDUCER- CONCENTRIC BW 6 X 4 XH A234 WPB | BULLDOG STEE
REDUCER- CONCENTRIC BW 8 X 3 | REDUCER- CONCENTRIC BW 8 X 3 XH A234 WPB | SPECIALTY EQ
REDUCER- ECCENTRIC BW 6 X 3 XH | (blank) | SPECIALTY EQ
REDUCER- ECCENTRIC BW 6 X 4 | REDUCER- ECCENTRIC BW 6 X 4 XH A234 WPB | DEALERS
REDUCING BUSHING 34IN X 1/2IN | Job # 21109-10 Charge back to moms meals | DEALERS
REDUCING COUPLING | ??? | DEALERS
REDUCING CPLG 1-1/2 X 1 | THD Reducing coupling 1-1/2 x 1 A105 | DEALERS
REDUCING FLANGE | 1.5" 150# RF REDUCING FLANGE TO 1" NPT | DEALERS
REDUCING NIPPLE | 1.5 TO 1" REDUCING NIPPLE APPROX. 6 IN LONG OR CLOSE | HIGGINBOTH16
REDUCING TEE | TEE- REDUCING BW 4 X 3 XH A234 WPB DOMESTIC | DEALERS
REDUCING TUBING UNION | DCT108 5/8" T X 1/2" MALE NPT STRAIGHT CONNECTOR 316SS BILOK TUBE FITTING DSA88 1/2" T X 1/2" FEMALE NPT STRAIGHT CONNECTOR 316SS BILOK TUBE FITTING ITEMS ASSEMBLED TO MAKE A REDUCING TUBING UNION | DEALERS
REDUNDANCY MODULE | AWC PART NUMBER: AD YR80.241PULS PART NUMBER: YR80.24112-28V, 80A, DUAL REDUNDANCY MODULEREFERENCE LINE 003 OF QUOTE 2373109 | CITY PIPE
REEL | Static Discharge Reel SCS Prover# 19008-07 | CITY PIPE
REFAB | Refab #" piping and install 1/2" TOL | CITY PIPE
REFURBISHED REQUIRED MATERIAL | PANELBOARD INTERIOR, BRANCH BREAKERS, NEUTRAL BAR, GROUND BAR, BRANCH BREAKER DOOR HANDLES | CITY PIPE
REGULATOR | NPS 1 92B | CITY PIPE
RE-ISSUE PIPE LABOR | ??? | REXEL
REISSUED | (blank)
RE-ISSUED | (blank) | INDUSTRIAL
RE-ISSUED #1 | (blank) | CITY PIPE
REISSUED FAB | (blank) | CITY PIPE
RE-ISSUED FAB | (blank) | CITY PIPE
REISSUED PIPE SPOOLS | (blank) | SPECIALTY EQ
REISSUED PIPE/SKID BRACING | (blank) | AWC, INC
REISSUED SPOOL | (blank) | ELLIOTT ELEC
RE-ISSUED SPOOL | (blank) | STRICKLAND
RE-ISSUED SPOOL #1 | Re-issued #1 | SUMMIT
REISSUED SPOOL #2 | (blank) | VINSON PROCE
RE-ISSUED SPOOL #2 | Reissued #2 | ULTIMATE WEL
REISSUED SPOOL #3 | (blank) | ULTIMATE WEL
REISSUED SPOOL FAB | (blank) | ULTIMATE WEL
REISSUED SPOOLS | (blank) | ULTIMATE WEL
RE-ISSUED SPOOLS | (blank) | ULTIMATE WEL
RE-ISSUED SPOOLS 21333 | Spools NuStar Job# 21333 | ULTIMATE WEL
RE-ISSUED SPOOLS 22205 | Spools Enterprise Job# 22205 | ULTIMATE WEL
REISSUED TOL | (blank) | ULTIMATE WEL
REISSUED WELD FAB | (blank) | ULTIMATE WEL
REISSUED WELD LABOR | (blank) | ULTIMATE WEL
REISSUED/ADD-ON | (blank) | ULTIMATE WEL
RELAY | Asco Actuator relay | ULTIMATE WEL
RELAY BASE | FL1FH12RCC PROGRAMMABLE RELAY BASE LCD | ULTIMATE WEL
RELAY BOARD | 61-825-1297-1 3 RELAY PCB,24V/125VDC, 120V/24VAC,ISOLATED COIL CONNECTIONS | DAVIS & DAVI
RELAY PLUG | IDEC RH1B-ULCDC24V RELAY PLUG-IN SPDT 10A 24VDC | SUMMIT
RELAY PX 2900304 | PLC-RPT-120UC/21 PLC-INTERFACE consisting of PLC-BPT.../21 basic terminal block with push-in technology and plug-in miniature relay with power contact for mounting on NS 35/7 5 DIN rails 1 PDT input voltage: 120 V AC/110 V DC | MIDSTREAM VA
RELAY PX 2966171 | PLC-RSC- 24DC/21 PLC relay consisting of base terminal block PLC-BSC.../21 with screw connection and pluggable miniature relay with power contact for assembly on DIN rail NS 35/7.5 1 PDT input voltage 24 V DC | SUMMIT
RELAY SOCKET | IDEC SH2B-05 MINI RELAY SOCKET 2P | AWC, INC
RELAY-120V 10A TYPE K | ??? | AWC, INC
RELIEF VALAVE | Farris Balanced Bellows Relief Valve Model# 26JB10L-120 2" 150# RF x 3" 150# RF J Orifice Set @ 270 psig UV Liquid Service | SUMMIT
Relief Valve | Farris Balanced Bellows Relief Valve Model# 26JB10L-120 2" 150# RF x 3" 150# RF J Orifice Set @ 270 psig UV Liquid Service
RELIEF VALVE | Farris Balanced Bellows Relief Valve Model# 26JB10L-120 2" 150# RF x 3" 150# RF J Orifice Set @ 270 psig UV Liquid Service | L6 INC
RELIEF VALVE 1554# | ??? | L6 INC
RELIEF VALVE 265# | ??? | L6 INC
RELIEF VALVE 275# | ???
RELIEF VALVE 305# | ???
RELIEF VALVE SET @ 1554 PSIG | ???
RELIEF VALVE SET @ 305PSIG | ???
RELIEF VALVE SET@ 1400 | Taylor Valve Safety Relief, 8250 Series, F Orifice, 2“ Body, 2” Inlet Flange 600 RFF X 3“ 150 RFF, Carbon Steel Body, Closed Top, Teflon Seat/Viton O-Ring, 1351-1500 Spring Range, 443 GPM Stamped Capacity, For Liquid Service, Set At 1400 PSIG Taylor Valve Technology Certificate States the Valves Certification, Specification, Materials, and Set Pressure Specifications, One Cert Needed Per Valve
RELIEF VALVE SET@ 1440 | 91-17D51T63L1 Mercer Relief Valve 1-D-1 (MNPT x FNPT) Liquid Trim Set @ 1440#'s
RELIEF VALVE SET@ 150 | 91-17D51T07L1 Mercer Relief Valve 1-D-1 MxF NPT w/ Liquid Trim Set @ 150#'s | SLATER CONTR
RELIEF VALVE, 200 PSI | ??? | UP&S, INC
RELIEF VALVE, 280 PSI | ??? | UP&S, INC
RELIEF VALVE, SET @ 1100 PSIG | Taylor Valve Safety Relief, 8200 Series, H Orifice, Flanged, 2“ Inlet Flange Size, 600# Inlet Flange Class, RFF X RFF, 2” Outlet Flange Flange Size, 600# Outlet Flange Class, Carbon Steel Body, Closed Top, FKM Seat Material, Spring Range 1051-1200PSI, 17,145 SCFM Stamped Capacity, For Gas Service, Set At 1100 PSI. Taylor Valve Technology Certificate States the Valves Certification, Specification, Materials, and Set Pressure Specifications, One Cert Needed Per Valve
RELIEF VALVES | 3/4" MNPT X 1" FNPT 8250 SERIES RELIEF VALVE SET @ (275) PSI, NACE, LIQUID SERVICE WITH TEST REPORTS Noble Midstream Job# 20080
REMAN 2" BALON | REMAN 2” 150# BALON F FLOATING BALL VALVE (GMEC VALVES not economical to repair) | SLATER CONTR
REMANUFACTURED VALVE & ACTUATOR | REMANUFACTURED 2" 150-600 RF FISHER V100 FLANGELESS VEEBALL, SST BODY, SST TRIM, TCM BALL SEAL, PTFE PACKING, DD SHAFT ACTUATOR LIMITORQUE QX-1 ELECTRIC ACTUATOR, XP, 1/60/120VAC, MODULATING CONTROLS 4-20mA, OA CONTACTS, APT 4-20mA FEEDBACK, FAIL LAST, ADAPTION, MOUNT/SET OPERATING TIME: ADJUSTABLE 5-20 SECONDS | INSTRUMENT M
REMOTE SEAL TRANSMITTER | Deltabar S FMD78 Model no.: FMD78-25QC3/0 (FMD78-TBC7F41RLAAU) Differential pressure. Diaphragm seal + capillary. Application: level, hydrostatic. Secondary process barrier. :: High long term stability. :: Enhanced mechanical integrity. :: High static pressure + overload safety. :: Modular. T Approval: FM XP Cl.I Div.1 Gr.A-D, AEx d, zone 1,2 NI Cl.I Div.2 Gr.A-D, zone 2 B Output; Operating: 4-20mA HART; inside + LCD C Housing; Cover Sealing; Cable Entry: T14 Alu IP66/67 NEMA6P; EPDM; NPT1/2 thread, T14 = side cover 7F Nominal Range; Cell Material; PN: 500mbar/50kPa/7.5psi; 316L; 160bar/ 16MPa/2400psi 4 Calibration; Unit: Nominal range; inH2O/ftH2O 1 Membrane Material: 316L RL Process Connection: Thread ANSI MNPT1/2,PN40,316L,separator, PTFE seal A Fill Fluid: 20.00 ft ..... ft capillary, silicone oil A Additional Option 1: Not selected U Additional Option 2: Mounting bracket, wall/pipe, 316L, heavy duty design | MIDSTREAM VA
REMOTE SEALS | REMOTE SEALS 1199DDB05AFFWG1DAA7 | MIDSTREAM VA
REMOVAL & REINSTALLATION | W2W - Wink Station Mechanical Construction Project / 20" Meter Skid Static Mixer Removal and Reinstallation, Winkler County, TX, per written quote provided by Tommy Arenivas | ENDRESS + HA
REMOVAL OF THE CHEMICAL | removal of the chemical from the master meter chem trailer | ROSEMOUNT, I
RENEWAL | SOLIDWORKS Premium Service Renewal SIM# 9000029793237122N7Y9Q83G | MASTER CORP
RENTAL | Equipment rental for Service Dept | ASAP OILFIEL
REP CAL/CERT BY FACTORY | (blank) | MLC CAD
REPACKABLE GLANDS | repackable glands 3L-MPG-MG-050 | CHRIS EVANS
REPAIR | Repair Prover Counters | JM TEST SYST
REPAIR & CALIBRATION | All services per Quote #0370652 | CAMERON MEAS
REPAIR 2" BALON | REPAIR 2” 600# BALON F BALL VALVE, sst/nyl | A PLUS CONTR
REPAIR 2" FRANKLIN | REPAIR 2” 150# RF FRANKLIN EXPANDING PLUG D711 Five hwo and two gear op, standard dtr, viton seals | JM TEST SYST
REPAIR 2" PATHWAY | REPAIR 2” 150# RF PATHWAY 2) 550-232-223 2) 550-232-255 | MIDSTREAM VA
REPAIR 3" 600# CV | REPAIR 3” 600# API 6D GMEC CHECK VALVE | MIDSTREAM VA
REPAIR 3" CHECK VALVE | REPAIR 3” 150# RF API 600 GMEC CHECK VALVE 1 valve beyond repair (REPLACE W/ GLOBAL) | MIDSTREAM VA
REPAIR 3" FRANKLIN | REPAIR 3” 150# RF FRANKLIN EXPANDING PLUG D711 Handwheel op, standard dtr, viton seals | MIDSTREAM VA
REPAIR 3" PATHWAY | REPAIR 3” 150# RF PATHWAY 550-331-211 | MIDSTREAM VA
REPAIR 4-WAY | Repair 4-Way | MIDSTREAM VA
REPAIR 7300 DISPLAY | 1) Invalco 7300 Replaced bad display, repair and calibration: Powers up good, voltages check good, signals are good, calibrates good, tests ok. 1) LCD 7300 Replacement Display. 25.25 25.25 1) Face Plate 32.00 32.00 1) Shipping charges | MIDSTREAM VA
REPAIR ACTUATOR | ??? | METER ENGINE
REPAIR AND MILEAGE | Repair and Mileage per inv# 1016128 | A PLUS CONTR
REPAIR AT CUSTOMER SITE | FOR SERVICE PERFORMED ON-SITE
REPAIR BP VALVES | WELLMARK SERIES 3535 LOW PRESSURE, SINGLE SEAT BACK PRESSURE VALVE 2" CL150 FLANGED BACK PRESSURE VALVE, INTEGRAL TRIM, #10 TOPWORKS, SPRING RANGE 20‐150, MODEL 210‐DFG‐B‐H | ZONE INDUST
REPAIR CMF400 | CMF400M435NRAAEZZZ Evaluation and Disposal Fee | FLOW MANAGEM
REPAIR FORKLIFT | Bring unit back into the shop from the line. Dissconnect battery and remove battery and battery tray. Drain all the fluids. Start to remove all connectors and hoses from The top of the motor. Remove timing chain cover and valve cover. Remove rockers and push rods. Remove head and head gasket. Check to see if head is warped. If head is warped will have to go to a machine shop for a added cost of having head resurfaced. If not warped. Install new head gasket and reinstall head. Put motor backk in time and install timing belt and water pump. Install pushrods and rockers. Adjust rockers and install valve cover. Fill fluids back up to the propper level. Install battery back into the forklift. Start unit and get it to operating temprature and check for leaks. Job complete | MIDSTREAM VA
REPAIR FRANKLIN VALVES | QTY 30) 2"/3" 150 Slips P/N: R‐18‐101CNV QTY 15) 2"/3" 150 Seal Kit P/N: SK1V QTY 7) 101 Gear Operator Stop Screw P/N: C3‐101 QTY 1) 101 Gear Operator Indicator Rod P/N: 15‐101 QTY 2) 101 Gear Operator Machined Worm Gear P/N: M‐10‐101 QTY 2) 101 Gear Operator Lower Stem Assembly P/N: 6M‐101 & 6P‐101 QTY 8) 100 Handwheel Operator Indicator Rod P/N: 49‐100 QTY 3) 1/2" Check Valve P/N: 73‐1003SS QTY 4) 3/8" Needle Valve P/N: 72‐6003 Labor ‐ Evaluation, Rebuild, and Test | EMERSON PROC
REPAIR KIT | Repair Kit 60029 | SHOPPA'S
REPAIR KIT P/N: 0538 | Repair Kit P/N: 0538, SEAL/SEAT 5/8 INCH T6A 111 (18-8) | MIDSTREAM VA
REPAIR KIT 80106893 | Repair Kit for BP Valve | DAVIS & DAVI
REPAIR KIT# 60056 | Repair kit# 60056, for Pathway #550-432-14B3, piston operated back pressure valve | PRICE PUMP
REPAIR KITS | Part# 60053, Repair kit for Pathway model 550-332-14B1, 3” 150# flanged piston operated back pressure valve | FMC TECHNOLO
REPAIR LABOR | RADIO CHASSIS - REMOVE & INSTALL FOR REPAIR - INCLUDES PERFORM RELEARN PROCEDURE | DAVIS & DAVI
REPAIR MAINTENANCE | Repair of shop floor cleaner | DAVIS & DAVI
REPAIR MODULE | Evaluate and repair Module Saferack Job# 21797 | ADVANCED AUT
REPAIR PROVER COUNTER | Repair Prover Counter Prover counter Ser# 10976530001 Repair, Check Calibration flow, Ch#1, Ch#2. Check Voltages, Signals, Flow Rates, Prover. Functions OK. Unit Tests OK. | WAGNER SUPPL
REPAIR RIDE ON SCRUBBER | Repair floor sweeper, Viper model #AS710R, serial #US002462H | TOPTECH SYST
REPAIR SERVICE | REPAIR CUSTOMER PROPERTY‐ TEARDOWN AND INSPECTION ALL PARTS ‐REPLACE WORM & WORM SHAFT TO INCREASE SPEED OF OPERATION REPACK BEARING AND REASSEMBLE | A PLUS CONTR
REPAIR TRAILER | Provide labor to remove damaged hitch off of proving trailer / Rebuild and install new hitch on trailer | WAGNER SUPPL
REPAIR VALVES | repair Valves Whitewater Midstream Job# 21634 | MIDSTREAM VA
REPAIR VALVES 21634-03 | Repair Valves for Job# 21634-03 | STRICKLAND
REPAIR VALVES 21634-04 | Repair Valves for Job# 21634-04 | L6 INC
REPAIR VALVES 21634-05 | Repair Valves for Job# 21634-05 | L6 INC
REPAIR VALVES 21634-06 | Repair Valves for Job# 21634-06 | L6 INC
REPAIR WORK | Repair work to truck #1051 | L6 INC
REPAIR/REMAN 3" BV | REPAIR/REMAN 3” 150# TRUNION BALL VALVE 1) WKM 310 (REPAIRABLE) 8) GMEC VALVES NOT ECONOMICAL TO REPAIR REPLACE W/ 3 BALON AND 4 KF MODEL F | L6 INC
REPAIRS | Fork lift repairs | ADVANCED AUT
REPBAS95110911 | REPBAS95110911 REPLACEMENT BASKET FOR 10" 150# FV STRAINER WITH S/N #9511-911 CARBON STEEL STRUCTURE 1/4" HOLES ON 3/8" CENTERS PERFORATED METAL 304SS | MIDSTREAM VA
REPLACE BATTERIES | Replace Batteries | ASCO
REPLACE IMPELLER | INSTALL 2X3-10" IMPELLER, TRIMMED TO 9.42" FOR PIONEER LACT UNIT | WEAMCO, INC
REPLACE LIFTING LUGS | (blank) | VANZANDT CON
REPLACE PARTS | replace Valves and hose ends for 10 trailers | ODESSA PUMPS
REPLACE THE SEPARATOR | Replace the separator on the Atlas Copco GA90 S/N API633029 | ULTIMATE WEL
REPLACED FUSE | Serviced CP-2BD SN: 91090010 | SAUNDERS COM
REPLACEMENT 2700 DISPLAYS | DISP1700:DISPLAY SUB-ASSY FOR 1700/2700 | MS AIR
REPLACEMENT BARE PUMP PRICING | Viking Model GB-41013 Ductile Iron external gear pump, with hardened DLC coated parts for maximum wear resistance. Pump is equipped with a Type 1 Mechanical Seal with Carbon/Silicon Carbide faces and FKM elastomers, no internal relief valve, and 2" SAE J518 Code 61 Ports with SAE to NPT Thread adapters included. CW rotation. | CAMERON MEAS
REPLACEMENT BASKET | TITAN DS696-6“ REPLACEMENT BASKET ONLY IN 5/32” PERF, 304SS MATERIAL | MICRO MOTION
REPLACEMENT BOARD | Bettis Replacement Servo Board / Modulating Card for EMSR5 Actuator, 120VAC (C1397-115VAC); P/N: VA301409 | VIKING PUMP
REPLACEMENT CUTTER WHEEL | Replacement Cutter Wheel | EGGELHOF, IN
REPLACEMENT CUTTING WHEEL | Replacement Cutting wheel | VINSON PROCE
REPLACEMENT HANDLE | SCE-PCH7 Replacement Handle Saginaw | SPECIALTY EQ
REPLACEMENT HOUSING | Housing only | SPECIALTY EQ
REPLACEMENT KIT, MLS PCB | Replacement Kit, MLS PCB 02-15700853 | E & I SALES
REPLACEMENT O-RING | REPLACEMENT LID ORING FOR A BS85CL-6” IN BUNA MATERIAL | HATFIELD AND
REPLACEMENT R&M PENDANT | (blank) | BASIN CONTRO
REPLACEMENT SLIPS | 5-808 VITON-GF SLIPS FOR A 3" 211 TRU SEAL - EXCHANGE SCS TO RETURN CORES 30 DAYS FROM SHIP DATE | EGGELHOF, IN
REPLACEMENT VALVE HANDLE | HANDLE ASSY 6" BORE CL.150 SER F 03913-001 | FIM CRANES
REPLACEMENT VFD DOOR | ??? | MIDSTREAM VA
REPLACEMENT WHEEL | ??? | INDUSTRIAL
REPLENISHMENT PARTS | All material on Quote #Q25105059
RESET | Valve Reset Fee New Pressure: 250 PSIG Fluid Type: Gas
RESET RELIEF VALVE | ??? | CITY PIPE
RESET RELIEF VALVE @ 275 PSI | To reset relief Valve to 275 psi | SLATER CONTR
RESET RELIEF VALVES | Reset relief valves
RESET RV | Part# 82E7351311 to be reset from 750 psi to 740 psi | SLATER CONTR
RE-SET RV | Normando M Lead Tech Hours [riles 1" x 1'E Taylor Relief Valve Reset & Repaired MN: 825E47513'11-10J0-0 SN: '111470-1 Resetrrom 150psi to New Set P.essure: 285 psi 0S01415 Taylor Red Spring | SWAGELOK WES
RESET RV TO 275PSI | Valve Reset Fee New Pressure: 275PSI Fluid Type: Liquid | SLATER CONTR
RE-SET RV TO 285 PSI | Re-set RV to 285 psi Customer furnished 3/4" x 1 Taylor part# 82E5251341 Liquid | SLATER CONTR
RESET TAYLOR RV @ 165 PSI | To reset SCS furnished Relief Valve Part# 82E4251341 | SLATER CONTR
RESTOCK FEE | 25% RESTOCK FEE FOR THE 16" 150# OMNI‐SEAL PULG VALVES | MIDSTREAM VA
RESTOCKING CHARGE | RESTOCKING FEE FOR 3" ANSI 300 RF FISHER ET TRIM 27 | TX INDUSTRIA
RESTOCKING FEE | Restocking Fee for part# 17-50025 | GDL INDUSTRI
RESTOCKING FEE 16" GROVE VALVES | Restocking Fee | MIDSTREAM VA
RETAINER | Plug Retainer 20586 | DAVIS & DAVI
RETROFIT KIT | RETROFIT KIT WCM-7300 | FMC TECHNOLO
RETROFIT PANEL | Retrofit panel will have the following included: 480-24vac Transformer, fusing, HOA switch, Timers, Relays, Indicators, Stops for Vibration, High Discharge Pressure, lubricator level, lo oil level, and spare. Cables neatly tied back and landed on door components. Door components installed with the aid of onsite help. Field retrofit Includes field terminals for stops and VFD status. Updated laminated schematics. | DK CONTROLS
RETURN PART | VFD4200-CT-630-XTO-SPL -- SCS TO RETURN TO DK SO WE CAN REPAIR THE DAMAGE 200HP CT VFD PANEL, (XTO), 72X36X24 NEMA 3R FREE STANDING ENCLOSURE, 65kAIC MAIN BREAKER W/ FLANGE MOUNT OPERATOR, LIGHTNING ARRESTOR, ATV630 VFD W/ DOOR MOUNTED KEYPAD, JOG/OFF/AUTO, CONTROL TRANSFORMER, UPGRADED TO 1500 VA 240x480V-120/115/110V, PILOT LIGHTS FOR SHUTDOWNS, VIBRATION, HIGH DISCHARGE PRESSURE, LUBRICATION LEVEL, LOW OIL LEVEL, SPARE, CONTROL RELAYS UPGRADED TO 120VAC ADD BREAKER TO RUN 3/4HP 120V SAMPLE PUMP MOTOR, TERMINALS & DRY CONTACTS FOR FIELD USE | DK CONTROLS
REVISED #1 | (blank) | ULTIMATE WEL
REVISED DRAWING | Additional CAD for revised drawings | VINSON PROCE
REVISION - FIELD WORK | (blank) | ULTIMATE WEL
REWORK | rework | ULTIMATE WEL
RF BLIND FLANGE | 4" 600# RF BLIND FLANGE SA/A105N MACHINE 1/2" CD&T | INDUSTRIAL
RF FLANGES | 4" 600 # RF WN XHB FLANGE | CITY PIPE
RF PAPER GASKET | 4" 150# RF PAPER GASKET | CITY PIPE
RFBF, 316SS | RFBF, 316SS | SMP SUPPLY
RFWN FLANGE | 4" 150# RFWN Flange 316SS 40S Domestic | TORO COMPLET
RH1BUAC120V | SPDT 120V 5 BLD RELAY | ELLIOTT ELEC
RH1BUDC24V | Idec 24v SPST Ice-cube relay | ELLIOTT ELEC
RH2BUAC110120V | RELAY PLUG-IN DPDT 10A 120VAC | ELLIOTT ELEC
RH2BUDC24V | RELAY PLUG-IN DPDT 10A 24VDC | ELLIOTT ELEC
RHMIF-01 | CFW11 Remote Keypad Frame Kit | SUMMIT
RIBON | Phoenix Contact THERMOMARK-RIBBON 110-TC Ink ribbon for THERMOMARK CARD for printing product groups UCT... US... and UM... width: 110 mm color: black | AWC, INC
RICHP-10 | RICE PNEUMATIC TEST PUM 300-10000 PSI | ACE SPECIALT
RICHP-10A | TEST PUMP | ACE SPECIALT
RID31025 | WRENCH PIPE 18" HD RIDGID | ACE SPECIALT
RID31030 | WRENCH PIPE 24" HD RIDGID | ACE SPECIALT
RIDGID 35S TUBE CUTTERS | Ridgid 35s Tube Cutters | SPECIALTY EQ
RIDGID MOTOR BRUSH QTY. 2 | Ridgid Motor Brush | JET SPECIALT
RIDGID THREADING SEAL | Ridgid Threading Seal | JET SPECIALT
RIDGID TUBING CUTTER | Ridgid Tubing Cutter | SPECIALTY EQ
RIDGID38043 | ???
RIDGID38048 | ???
RIF-0-RPT-24DC/ 1 | RIF-0-RPT-24DC/ 1 Pre-assembled relay module with push-in connection consisting of: relay base with ejector and power contact relay. Contact type: 1 N/O contact. Input voltage: 24 V DC | AWC, INC
RIGD300EG 3IN STRUT CLAM 10 EA | Job # 21109-10 Charge back to moms meals | DEALERS
RIGGER | (blank) | PROLIFT
RIGID PIPE CLAMP | 3/4" Zinc Pipe Clamp | ELLIOTT ELEC
RIGID35175 | 3/4" RATCHET STYLE OD TUBING BENDER | SPECIALTY EQ
RING | SPWD-16-150, C816349AK-A2-3, REPLACEMENT 16” 150# 304/GRAPH SPWD CS OUTER RING AND NO INNER RING | JAMISON PROD
RING - RETAINING EXT 640386001 | RING - RETAINING EXT 5555 3/16 SHAFT GRI | FMC TECHNOLO
RING GASKET | RX-45 RING GASKET | TOMMY WHITE
RK-MPF 15/30-OFO-150 | RK-MPF15/30-OFO-150 6" MPF15/30 SERIES REPLACEMENT TFM STEM SEALS | VANZANDT CON
RK-MPF15/30-OGO-150 | RK-MPF15/30-OGO-150 6" MPF15/30 SERIES REPLACEMENT GRAPHITE STEM SEALS | VANZANDT CON
RL 108TX | 8 port 10/100BaseTX Industrial Ethernet Switch, DI | AWC, INC
RL 6HBWDOG1 | External heartbeat watchdog module for power contr | AWC, INC
RL DA50A0BNN0000030 | Red Lion DA50A, 1-Sled Gateway, Data Acquisition | AWC, INC
RL DSPLE000 | DATA STATION PLUS LE | AWC, INC
RL G07S0000 | 7",OUTDOOR,24V | AWC, INC
RL G10S0000 | ???
RL G10S1000 | 10",OUTDOOR,+ETH,24V *Mfr: Red Lion *Mfr pn: G10S1000 | AWC, INC
RL GMDIOR00 | RL GMDIOR00 Red Lion MOD,8 IN,6 RELAY OUTPUT | AWC, INC
RL GMINI800 | RL GMINI800 Red Lion MOD,8 DC CURRENT INPUT | AWC, INC
RL GMOUT400 | MOD,4 ANALOG OUT | AWC, INC
RL SL-5ES-1 | Red Lion, Ethernet Switch 5 port, unmanaged; 5 FE | AWC, INC
RM 114C THERMOWELL | Rosemount 114C Thermowell 2" 300# Flanged | ROSEMOUNT, I
RM 2088 PRESS TRANSM | Rosemount 2088 Gauge and Absolute Pressure Transmitter 2088G3S22A1S1M5B4E5 | ROSEMOUNT, I
RM 214C | Rosemount 214C Temperature Sensor 214CRTSMB1S4E0050SLE5XAXW | ROSEMOUNT, I
RM REMOTE SEALS | Remote Seals for 2088 Pressure Transmitter 1199WAA95ARTW30DAA7 | ROSEMOUNT, I
RM THERMOWELL | Rosemount 114C Thermowell 114CE0030PAK2SC020AXW 2in 300# | ROSEMOUNT, I
RMC83212 | 8-32 X 1/2 RH SLOTTED/PHILLIPS MACHINE ZINC
RMC83234 | #8-32 X 3/4'' Phil/Slot RH Machine Screw
RMEH4BL | PAND RMEH4BL RIBBON ; HYBRID ; 4.25'' WIDE ; 300' LONG ; FOR USE WITH TDP43ME ; BLACK | ELLIOTT ELEC
RM-RCP-2640-BLA | ??? | ELLIOTT ELEC
RM-RCP-2655-GRA | ??? | SUMMIT
RMS SUPPLY POST | Enterprise Standard PN ISP2-4000-HC-LPO-SS-F5-FI/S-REG/125-12V-PT/25 -HC Hydrocarbon Protection System (*US patent # 8,211,215B2*) Instrument Supply Post including: • Bruest 4000 Freez-Fiter catalytic heater, 12VDC starter, 5000 Btu/hr., CSA Class 1 Div. 1 •T wo (2) IMAC FD5 filter dryers with bypass and drain •T wo (2) Fisher 1301F SS regulators •S S Liquid filled gauges •S S Full Capacity Relief valve (set at 125 psig) • Two (2) SS lockable full port isolation outlet valves • SS ball valves and fittings •All items mounted to galvanized post with square base • Additional -LPO Low Pressure Outlet (5 – 45 psig) with lockable full port isolation outlet valve • -PT/25 Pigtail with Accessories for star􀆟ng heater with car battery | MIDSTREAM VA
RMT-OSV-DOCS-009:BACK CERTS | (blank) | ROSEMOUNT, I
RMT-OSV-EXPEDITE-01 | Expedite fee | ROSEMOUNT, I
ROC 4 CH AI MOD | PART NO. S38BSIEM S38B FAS-LATCH TRIM ASSY 38H, SURFACE MOUNT | RO-FLO COMPR
ROC 4 CH AO MOD | PART NO. B230SIEM B230 BREAKER 30A 2P 120/240V 10K BL | RO-FLO COMPR
ROC 5 CH DO RELAY MOD | PART NO. B220SIEM B220 BREAKER 20A 2P 120/240V 10K BL | VINSON PROCE
ROC 8 CH DI MOD | PART NO. P1A30MC250CTSIEM6 P1A30MC250CT | VINSON PROCE
ROC 809 CHASSIS | PART NO. MLKA1ASIEM MLKA1A KIT 250A MAIN LUG KIT 1PH | VINSON PROCE
ROC 827 ENCLOSURE PACKAGE | ITEM 1, P/N TBD, QTY 1, ROC ENCLOSURE PACKAGE ITEM 2, P/N 93447, QTY 1, FSROC-827/827 MPU w/LOI, Ethernet, RS232, 3 Slots, Expandable ITEM 3, P/N 93449, QTY 3, FSROC-EXP/EXP 6 Slot Expansion Backplane ITEM 4, P/N TBD, QTY 1, VPC ROC800 ENCL, CUSTOM, PRE-WIRED, NEMA 12, 60X36X12 Painted Steel, Terminal Blocks, Fusing, Grounding, Color Coded Marshalling to ROC I/O, Heat Shrunk Wire Destination Labeling, Wireway, Assembly and Testing, LOI Bulkhead and CAD PDFs. ITEM 5, P/N 140489, QTY 1, FS8PS-3, 11-30 VDC Power Input Module, PM-30 ITEM 6, P/N 61566, QTY 1, FS8CM-2, RS485 Module ITEM 7, P/N 61568, QTY 3, FS8DO-2, 5 Channel Discrete Output Relay (DOR) ITEM 8, P/N 61793, QTY 2, FS8DI-1, 8 Channel Discrete Input ITEM 9, P/N 60677, QTY 3, FS8AI-1, 4 Channel Analog Input, 12 Bit ITEM 10, P/N 108460, QTY 2, FS8HRT-2 IO MOD HART CARD ITEM 11, P/N 60682, QTY 1, FS8PI-1, 2 Channel Pulse Input ITEM 12, P/N 60690, QTY 1, FS8KY-1, AGA 3 & 7 Six Meter Run Key ITEM 13, P/N 60691, QTY 1, FS8KY-3, GC User Program ITEM 14, P/N 180188, QTY 1, PHOENIX 2904602 QUINT4-PS/1AC/24DC/20 ITEM 15, P/N 133091, QTY 1, PHOENIX 2320238 QUINT-UPS/24DC/24DC/20 ITEM 16, P/N 178788, QTY 1, RED LION DSPLE000 PROTOCOL CONVERTER ITEM 17, P/N 178789, QTY 1, RED LION 108TX ETHERNET SWITCH, 8-COPPER ITEM 18, P/N 127679, QTY 8, PHOENIX 3048580 UK 10,3-CC HESI N ITEM 19, P/N 181998, QTY 1, FUSE, CLASS CC, 4A, (LF) KLKR004 ITEM 20, P/N 144156, QTY 7, FUSE, CLASS CC, 2A, 600V (LF) KLKR002 Block and fuses for the ETA circuit breakers REF QUOTE KY 052522 02 | VINSON PROCE
ROC BUNDLE | ROC809 LACT Bundle w/ AI-16bit card | VINSON PROCE
ROC CARD | AI-1 12 BIT ANALOG INPUT ROC CARD | VINSON PROCE
ROC IO MOD | PART NO. EGKSIEM EGK GND BUS KIT, AL. 42 CKT
ROC PACKAGE | Package to include all material per quote# AK210119B - REV 1 2) FSROC-EXP/EXP 6 Slot Expansion Backplane 1) FS8PS-3, 11-30 VDC Power Input Module, PM-30 2) FS8CM-1, RS232 Module 4) FS8HRT-2, 4 Channel Input/Output HART Analog 1) FS8KY-8, Liquids App User Program 1) FS8KY-10 CAUSE AND EFFECT 64C / 32E FOR ROC 800 1) FS8KY-3, GC User Program 1) RED LION DSPLE000 PROTOCOL CONVERTER 1) RED LION 108TX ETHERNET SWITCH, 8-COPPER 1) CABLE 60" LOI BULKHEAD, AMP TO RJ45 1) HOFFMAN LEDD1S35 LED LIGHT KIT, 24VDC | VINSON PROCE
ROC PANEL | ROC Panel from quote KY 083024 01 REV2 | VINSON PROCE
ROC PLC | ITEM VPC MAT# QTY DESCRIPTION 1 TBD 1 ROC827 Enclosure Package Each package contains the following: 2 93447 1 FSROC-827/827 MPU w/LOI, Ethernet, RS232, 3 Slots, Expandable 3 93449 3 FSROC-EXP/EXP 6 Slot Expansion Backplane 4 TBD 1 VPC ROC800 ENCL, CUSTOM, PRE-WIRED, NEMA 12, 60X36X12 Painted Steel, Terminal Blocks, Circuit Breakers, Fusing, Grounding, Color Coded Marshalling to ROC I/O, Heat Shrunk Wire Destination Labeling, Wireway, Assembly and Testing, LOI Bulkhead and CAD PDFs. 5 140489 1 FS8PS-3, 11-30 VDC Power Input Module, PM-30 6 61566 1 FS8CM-2, RS485 Module 7 60686 1 FS8CM-1, RS232 Module 8 61568 3 FS8DO-2, 5 Channel Discrete Output Relay (DOR) 9 61793 2 FS8DI-1, 8 Channel Discrete Input 10 108460 3 FS8HRT-2, 4 Channel Input/Output HART Analog 11 60681 2 FS8AO-1, 4 Channel Analog Output, 16 Bit 12 84088 1 FS8APM-1, 4 Channel Advanced Pulse Module 13 60690 1 FS8KY-1, AGA 3 & 7 Six Meter Run Key 14 60691 1 FS8KY-3, GC User Program 15 131649 1 FS8KY-11 CAUSE AND EFFECT 128C / 48E FOR ROC 800 16 180188 1 PHOENIX 2904602 QUINT4-PS/1AC/24DC/20 17 186812 1 PHOENIX 2902879 QUINT-ORING/24DC/2X40/1X80 18 178788 1 RED LION DSPLE000 PROTOCOL CONVERTER 19 178789 1 RED LION 108TX ETHERNET SWITCH, 8-COPPER | VINSON PROCE
ROC PWR SUPPLY | PART NO. BE115ITE BE115 1P 15A 120V CKT BRKR | VINSON PROCE
ROC RS485 MOD | PART NO. B38SIEM B38 20W TYPE 1 BOX W/O GROUND BUS, 38H X 20W | VINSON PROCE
ROC800 HARDWARE PACKAGE | ALL PACKAGE MATERIALS ON QUOTE #AK200821F | VINSON PROCE
ROC800 LICENSE KEY | ROC800 License Key | VINSON PROCE
ROC800 LIQUIDS APP | PART NO. B115SIEM B115 BREAKER 15A 1P 120V 10K BL | VINSON PROCE
ROC800 PACKAGE | Each package contains the following: 2 93447 1 FSROC-827/827 MPU w/LOI, Ethernet, RS232, 3 Slots, Expandable 3 93449 2 FSROC-EXP/EXP 6 Slot Expansion Backplane 4 140489 1 FS8PS-3, 11-30 VDC Power Input Module, PM-30 5 61566 1 FS8CM-2, RS485 Module 6 60686 2 FS8CM-1, RS232 Module 7 61793 2 FS8DI-1, 8 Channel Discrete Input 8 61568 3 FS8DO-2, 5 Channel Discrete Output Relay (DOR) 9 108460 4 FS8HRT-2, 4 Channel Input/Output HART Analog 10 60681 2 FS8AO-1, 4 Channel Analog Output, 16 Bit 11 84088 2 FS8APM-1, 4 Channel Advanced Pulse Module 12 109200 1 FS8KY-8, Liquids App User Program 13 132682 1 FS8KY-10 CAUSE AND EFFECT 64C / 32E FOR ROC 800 14 60691 1 FS8KY-3, GC User Program 15 147240 1 CABLE 60in LOI BULKHEAD AMP TO RJ45 Whitewater Midstream order# 21384 | VINSON PROCE
ROC809 | ??? | VINSON PROCE
ROC809 LACT BUNDLE | ROC809 LACT BUNDLE PACKAGE INCLUDES THE FOLLOWING COMPONENTS: 93987 1 FSROC-809/809E MPU,w/LOI,Ethernet,RS232 140489 1 FS8PS-3, 11-30 Vdc Power Module 61566 1 FS8CM-2 (RS485) 61793 1 FS8DI-1, 8 Channel Discrete Input 66518 1 FS8DO-1, 5 Channel Discrete Output 84087 1 FS8AI-2, 4 Channel Analog Input, 16 Bit 84088 1 FS8APM-1, Advanced Pulse Module 161294 1 FS8KY-8, Liquids App User Program (Bundle Pricing) 61569 1 FS8KY-2, ROC800 DS800 Runtime License | VINSON PROCE
ROC827 ENCLOSURE PACKAGE | ROC827 ENCLOSURE PACKAGE UPDATED 02/08/21 | VINSON PROCE
ROC827 ENCLOSURE PKG | Sub-items 000020 to 000170 belong to item 000010 205428 1 RAS ENCL SCS 827/SQD PLC 42X60X12 RAS ENCL SCS 827/SQD PLC 42X60X12 Plant: 0020 - Dallas Distribution Center Delivery Date: 11/30/2022 Item Description: VPC ROC800 ENCL, CUSTOM, PRE-WIRED, NEMA 4, 42X60X12, Terminal Blocks, Fusing, Grounding, Color Coded Marshalling to I/O, Wireway, Assembly and Testing, and CAD PDFs. PRE-WIRED FOR SQD PLC. Notes: 119607 1 ENCL ASSY SHOP LABOR - RAS LUMP SUM ENCL ASSY SHOP LABOR - RAS LUMP SUM Plant: 0020 - Dallas Distribution Center Delivery Date: 11/30/2022 Item Description: ENCL ASSY WIRING & TESTING LABOR Notes: 122236 1 ENCL ASSEMBLY HARDWARE - RAS ENCL ASSEMBLY HARDWARE - RAS Plant: 0020 - Dallas Distribution Center Delivery Date: 11/30/2022 Item Description: ENCL ASSEMBLY HARDWARE - RAS Notes: 122862 1 AUTOCAD SERVICES - RAS LUMP SUM AUTOCAD SERVICES - RAS Plant: 0020 - Dallas Distribution Center Delivery Date: 11/30/2022 Item Description: AUTOCAD SERVICES - RAS Notes: 93447 1 FSROC-827/827 CHASSIS 3SL EXP 827-1903-39369 Plant: 0020 - Dallas Distribution Center Delivery Date: 11/30/2022 Item Description: EXPANDABLE ROC800 MPU W/LOI, ETHERNET, RS232, AND 3 I/O SLOTS Notes: 93449 1 FSROC-EXP/EXP CHASSIS EXP 6SL 8EXP-1904-41629 Plant: 0020 - Dallas Distribution Center Delivery Date: 11/30/2022 Item Description: SERIES 2 EXPANSION RING, W/6 I/O SLOTS Notes: 140489 1 FS8PS-3 PWR SPLY PM30 809-1902-2764261 Plant: 0020 - Dallas Distribution Center Delivery Date: 11/30/2022 Item Description: 11-30VDC POWER INPUT MODULE Notes: 61566 1 FS8CM-2 COM MOD RS485 809-1902-39335 Plant: 0020 - Dallas Distribution Center Delivery Date: 11/30/2022 Item Description: RS485 COM MODULE Notes: 60686 2 FS8CM-1 COM MOD RS232 809-1902-39334 Plant: 0020 - Dallas Distribution Center Delivery Date: 11/30/2022 Item Description: RS232 COM MODULE Notes: 61793 1 FS8DI-1 IO MOD DI 8CH 809-1902-39338 Plant: 0020 - Dallas Distribution Center Delivery Date: 11/30/2022 Item Description: DISCRETE INPUT, 8 CHANNEL Notes: 61568 1 FS8DO-2 IO MOD DO 5CH RELAY 809-1902-39320 Plant: 0020 - Dallas Distribution Center Delivery Date: 11/30/2022 Item Description: DISCRETE OUTPUT RELAY, 5 CHANNEL Notes: 108460 2 FS8HRT-2 IO MOD HART CARD 809-1902-449144 Plant: 0020 - Dallas Distribution Center Delivery Date: 11/30/2022 Item Description: SERIES 2 HART CARD, 4-CHANNEL, INPUT OR OUTPUT CONFIGURABLE Notes: 84088 2 FS8APM-1 IO MOD ADV PULSE 809-1902-39331 Plant: 0020 - Dallas Distribution Center Delivery Date: 11/30/2022 Item Description: ADVANCED PULSE MODULE Notes: 109200 1 FS8KY-8 LIQUIDS APP ROC800 8KEY-1905-593084 Plant: 0020 - Dallas Distribution Center Delivery Date: 11/30/2022 Item Description: ROC800 LIQUID APPLICATION USER PROGRAM, INCLUDES FW UPGRADE FOR ROC CPU; Includes User Program License key; Notes: 132682 1 FS8KY-10 CAUSE & EFFECT 64C/32E ROC 800 Plant: 0020 - Dallas Distribution Center Delivery Date: 11/30/2022 Item Description: CAUSE AND EFFECT LICENSE FOR ROC 800; 64 CAUSES/32 EFFECTS; Requires User Program License key (not included) Notes: 169639 1 RITTAL 2500.220 LED SYSTEM LIGHT 2500.220 Plant: 0020 - Dallas Distribution Center Delivery Date: 11/30/2022 Item Description: RITTAL 2500.220 LED SYSTEM LIGHT, 11W, 24VDC Notes: 205440 1 RITTAL 7119.250 2U FIXED COMPONENT SHELF 7119.250 Plant: 0020 - Dallas Distribution Center Delivery Date: 11/30/2022 Item Description: RITTAL 2U FIXED COMPONENT SHELF Notes: 205430 1 SQD BMXCPS3020 HIGH POWER SUPPLY 24TO48 390947 Plant: 0020 - Dallas Distribution Center Delivery Date: 11/30/2022 Item Description: HIGH POWER ISOL 24TO48 VDC POWER SUPPLY Notes: 205431 1 SQD BMEXBP0800 8 SLOT ENET BACKPLANE 1071294 Plant: 0020 - Dallas Distribution Center Delivery Date: 11/30/2022 Item Description: 8 SLOT ETHERNET BACKPLANE Notes: 205432 1 SQD BMXP342020 CPU340-20 MODBUS ENET 260903 Plant: 0020 - Dallas Distribution Center Delivery Date: 11/30/2022 Item Description: CPU34-20 MODBUS ETHERNET Notes: 205433 2 SQD BMXDDI1602 DIG 16I 24 VDC SINK 313541 Plant: 0020 - Dallas Distribution Center Delivery Date: 11/30/2022 Item Description: DIG 16I 24 VDC SINK Notes: 205434 1 SQD BMXDDO1602 DIG 16Q TRANS SOURCE 313542 Plant: 0020 - Dallas Distribution Center Delivery Date: 11/30/2022 Item Description: DIG 16Q TRANS SOURCE Notes: 205435 2 SQD BMXAMI08 ANA 8 U/I IN ISOLATED FAST 385720 Plant: 0020 - Dallas Distribution Center Delivery Date: 11/30/2022 Item Description: ANA 8 U/I IN ISOLATED FAST Notes: 205436 1 SQD BMXAMO0410 ANA 4 U/I OUT ISOLATED 373837 Plant: 0020 - Dallas Distribution Center Delivery Date: 11/30/2022 Item Description: NA 4 U/I OUT ISOLATED Notes: 205437 4 SQD BMXFTB2010 SCREW TERM STRIP 20CIRPTS 260878 Plant: 0020 - Dallas Distribution Center Delivery Date: 11/30/2022 Item Description: SCREW TERMINAL STRIP 20 CIR. POINTS Notes: 205438 2 SQD BMXFTB2800 SCREW TERM STRIP 28STDPTS 862281 Plant: 0020 - Dallas Distribution Center Delivery Date: 11/30/2022 Item Description: SCREW TERMINAL STRIP 28 STD. POINTS | VINSON PROCE
ROC827 ENCLOSURE PKG W/TERMINATION FOR AB PLC | LINE 1 - ROC827 Enclosure Package With Termination For AB PLC WHICH INCLUDES:LINE 2 - #93447 - QTY 1 - FSROC-827/827 MPU w/LOI, Ethernet, RS232, 3 Slots, ExpandableLINE 3 - #93449 - QTY 1 - FSROC-EXP/EXP 6 Slot Expansion BackplaneLINE 4 - #TBD - QTY 1 - VPC ROC800 ENCL, CUSTOM, PRE-WIRED, NEMA 4, 42X60X12, Terminal Blocks, Fusing, Grounding, Color Coded Marshalling to I/O, Wireway, Assembly and Testing, and CAD PDFs.LINE 5 -#140489 - QTY 1 - FS8PS-3, 11-30 VDC Power Input Module, PM-30LINE 6 - #61566 - QTY 1 - FS8CM-2, RS485 ModuleLINE 7 - #60686 - QTY 2 - FS8CM-1, RS232 ModuleLINE 8 - #61793 - QTY 1 - FS8DI-1, 8 Channel Discrete InputLINE 9 - #61568 - QTY 1 - FS8DO-2, 5 Channel Discrete Output Relay (DOR)LINE 10 - #108460 - QTY 2 - FS8HRT-2, 4 Channel Input/Output HART AnalogLINE 11 - #84088 - QTY 2 - FS8APM-1, 4 Channel Advanced Pulse ModuleLINE 12 - #109200 - QTY 1 - FS8KY-8, Liquids App User ProgramLINE 13 - #132682 - QTY 1 - FS8KY-10 CAUSE AND EFFECT 64C / 32E FOR ROC 800LINE 14 - #169639 - QTY 1 - RITTAL 2500.220 LED SYSTEM LIGHTLINE 15 - #178788 - QTY 1 - RED LION DSPLE000 PROTOCOL CONVERTERLINE 16 - #178789 - QTY 1 - RED LION 108TX ETHERNET SWITCH, 8-COPPERLINE 17 - #TBD - QTY 1 - RITTAL 7119.250 2U FIXED COMPONENT SHELFREF QUOTE RC220407B
ROC‐827/827E | ROC‐827/827E ROC827 Base: LOI/ENET/RS232 (3 slots) | VINSON PROCE
ROC‐EXP/EXP | ROC‐EXP/EXP ROC827 Expansion Backplane (6 slots) | VINSON PROCE
ROD | 1/2 X 3 ISOLATION ROD | VINSON PROCE
ROD COPPER 5/8X10 9EA | Job # 21109-10 Charge back to moms meals | VINSON PROCE
RO-FLO 16-136-764-008 | 17L - 17S Lube Kit Includes the following items: - Inlet quill - Angled check valves - Lubricator drive sheave - Lube pump system 16-630-888-036 QUILL 6" & CHECK VALVE - Stainless Steel - 6" Lubrication Quill - Double Check Valve - 1/4" Tube Connection 16-630-888-031 ANGLED CHECK VALVE - Stainless Steel - 90 Degree - Double Check Valve - 1/4" Tube Connection 16-132-399-501 SHEAVE 5" PD 17/19 - 5" Lubricator Drive Sheave - fits compressor shaft - (for models 17S, 17L, 19S, - 19L, 19LE, 217M, 219M, HP17) - includes set screw 16-631-110-001 LUBE SYSTEM, 17S/17L Belt Driven Lubricator Assembly includes: - Divider Assembly -- 9 lube points - Pulley Dia. - 4 inch - Pressure Gauge - DNFT Monitor - Filter - 10 Micron - Rupture Disc - 1450 psi - SS Swagelok Fittings Urban 23360-01 &02 | MCCARTY EQUI
RO-FLO 16-155-114-062 | 17L CW110 SINGEXT SC VIT Ro-Flo Model 17L - Rotation: CW - Port Angle: 110 degree - Drive Shaft Dia.: 3.5" - Shaft Seal: Single Cartridge - Head Gasket: Viton - O-Rings: Viton - Inlet: 8" ANSI Class 150 --- Flat Faced Flange - Outlet: 6" ANSI Class 150 --- Flat Faced Flange - Speed Range: 310-760 RPM - MAWP: 80 psig - MAWT: 350 °F - GA Drawing: 16-123-634-514 Urban 23360-01 &02 | DEALERS
ROLL OF GLASS TAPE | Roll of glass tape FT-1L | DSI
ROLL OF GLASS TAPE FT-1L | (blank) | DSI
ROLL TEFLON TAPE 1/2 X 1296 | (blank) | CITY PIPE
ROLL-1" TEFLON TAPE | (blank) | CITY PIPE
ROLLERS | Rollers 9" | THE SHERWIN
ROOF PANELS | ???
ROOM AND BOARD | (blank) | BUREAU VERIT
ROP 2AM03 | Roper 2AM03 3/4x3/4 Gear Pump | ZONE INDUST
ROP G68-108 | ???
ROPER | ???
ROPER 2AM03 3/4X3/4 GEAR PUMP | (blank) | ZONE INDUST
ROPER 2AMO3 WITH CAT# XS1CA1J | Roper 2AMO3 US Nidec Hazardous Location CAT# XS1CA1J 1 HP 3600 RPM 56 Frame 115/230V TEFC (Explosion Proof) | ZONE INDUST
ROPER GEAR PUMP 2F10-O | Roper Gear Pump 2F10-O Driven by a WEG 3HP 1800RPM 3PH XP C1D1 Electric motor skid mounted with OSHA Approved couplings and coupling guard. | STEALTH PUMP
ROPER PUMP | Roper 2AM03 3/4x3/4 Gear Pump | ZONE INDUST
ROPER PUMP AND MOTOR | Roper 2AM03 Unit with 1HP 1800 RPM 3PH C1D2 TEFC Electric Motor, TB Woods Coipling Set, Coupling Guard and all Components Mounted on a Oil Field Type Skid | STEALTH PUMP
ROPER PUMP ONLY | Roper Pump Only | STEALTH PUMP
ROSE 114C | Rosemount 114C Thermowell 114CE0020TAC2SC030AQ35Q8XW 114C Rosemount 114C Thermowell E Dimensional Units: English Units 0020 Immersion Length: XXX.X in, 1/4" increments from 0.5" to 100". Example: 0005 for 0.5" or 0062 for 6.25" T Mounting Style: Threaded AC Process Connections: 1 - 11.5 ANPT 2 Stem Style: Tapered Stem SC Thermowell Material: 316/ 316L Dual Rated 030 Head Length: XX.X in, 1/4" increments from 1.75" to 11.25". Example: 020 = 2" or 042 = 4.25" A Instrument Connection: 1/2"-14 ANPT Q35 NACE Approval: NACE Approval Q8 Material Certification: Material Certification XW Sensor/ Thermowell Assemble to Options: Process ready assembly of a sensor and thermowell Qty Primary Tag Type Primary Tag 1 PERM Assemble To Item 214CRWSMA1S4E0050SLE5UAE030XAXW Marathon Sand Dune 21839-01 | ROSEMOUNT, I
ROSE 114C SPARE | Rosemount 114C Thermowell 114CE0020TAC2SC030AQ35Q8R06 114C Rosemount 114C Thermowell E Dimensional Units: English Units 0020 Immersion Length: XXX.X in, 1/4" increments from 0.5" to 100". Example: 0005 for 0.5" or 0062 for 6.25" T Mounting Style: Threaded AC Process Connections: 1 - 11.5 ANPT 2 Stem Style: Tapered Stem SC Thermowell Material: 316/ 316L Dual Rated 030 Head Length: XX.X in, 1/4" increments from 1.75" to 11.25". Example: 020 = 2" or 042 = 4.25" A Instrument Connection: 1/2"-14 ANPT Q35 NACE Approval: NACE Approval Q8 Material Certification: Material Certification R06 Stainless Steel Plug and Chain: Stainless Steel Plug and Chain Marathon Sand Dune 21839-01 | ROSEMOUNT, I
ROSE 214C | Rosemount 214C Temperature Sensor 214CRWSMA1S4E0050SLE5UAE030XAXW 214C Rosemount 214C Temperature Sensor RW Sensor Type: RTD Wirewound, PT100, α = 0.00385, -196 to 300 °C SM Sensor Sheath Material: 321 SST A1 Sensor Accuracy: Class A per IEC 60751 S4 Sensor Wire Configuration: Single, 4-Wire E Dimension Units: US Customary/English Units (inches) 0050 Sensor Insertion Length (L): xxx.x inches, 0 to 078.5 inches in 0.25" increments. Example: 0020 = 2" or 0150 = 15" SL Sensor Mounting Style (Fittings and Adapters): Spring Loaded Adapter E5 Product Certifications: US Explosionproof UA Extension Type: Union Style, 1/2 inch NPT, 1/2 inch NPT E030 Extension Length (E): 3.0 in XA Transmitter Assembled To Sensor: Process Ready Assembly of Transmitter and Sensor XW Thermowell Assembled To Sensor: Process Ready Assembly of Sensor and Thermowell Qty Primary Tag Type Primary Tag 1 PERM Assemble To Item 114CE0020TAC2SC030AQ35Q8XW Marathon Sand Dune 21839-01 | ROSEMOUNT, I
ROSE 3051S2TG | 3051S2TG4A2E11A1AE5Q4T1 SCALABLE PRESSURE TRANSMITTER Expected Ship Date: 15-Mar-2022 Shipping Terms: Inco2020: EXW : Shakopee,,MN,USA Freight Terms: Collect Acct#: 374485415 UOM: Each HTS/HS: 9026204000 US ECCN / ECN: EAR99 Ship Method: FEDEX GROUND-PARCEL-STD SERVICE | ROSEMOUNT, I
ROSE 3051S2TG PIT | 3051S2TG4A2E11A1AE5M5Q4T1 3051S SCALABLE PRESSURE TRANSMITTER 2 Performance Class: Classic: 0.035 percent span accuracy, 150:1 rangedown, 15-yr stability T Connection Type: In-Line G Measurement Type: Gage 4 Primary Pressure Range: -14.7 to 4000 psi A Secondary Pressure Range: None,Single-Variable Device 2 Isolating Diaphragm: 316L SST E11 Process Connection ¦ Size ¦ Flange Material ¦ Drain Vent ¦ Bolting: 1/2-14 NPT female A Transmitter Output: 4-20 mA with digital signal based on HART protocol 1A Housing Style ¦ Material ¦ Conduit Entry Size: PlantWeb housing ¦ Aluminum ¦ 1/2-14 NPT E5 Product Certifications: FM Explosion-proof, Dust Ignition-proof M5 Display Type: PlantWeb LCD Display Q4 Calibration Certification: Calibration certificate T1 Transient Protection: Transient terminal block MPLX 20470-01, 20470-02 & 20471-01 | ROSEMOUNT, I
ROSE 3051S2TG PIT MBW | 3051S2TG4A2E11A1AE5M5Q4T1 3051S SCALABLE PRESSURE TRANSMITTER 2 Performance Class: Classic: 0.035 percent span accuracy, 150:1 rangedown, 15-yr stability T Connection Type: In-Line G Measurement Type: Gage 4 Primary Pressure Range: -14.7 to 4000 psi A Secondary Pressure Range: None,Single-Variable Device 2 Isolating Diaphragm: 316L SST E11 Process Connection ¦ Size ¦ Flange Material ¦ Drain Vent ¦ Bolting: 1/2-14 NPT female A Transmitter Output: 4-20 mA with digital signal based on HART protocol 1A Housing Style ¦ Material ¦ Conduit Entry Size: PlantWeb housing ¦ Aluminum ¦ 1/2-14 NPT E5 Product Certifications: FM Explosion-proof, Dust Ignition-proof M5 Display Type: PlantWeb LCD Display Q4 Calibration Certification: Calibration certificate T1 Transient Protection: Transient terminal block Marathon Boll Weevil 21896-01 | ROSEMOUNT, I
ROSE 3051TG | Inline Pressure Transmitter 3051TG3A2B21AS5E5M5T1P1 3051T Inline Pressure Transmitter G Pressure Type: Gage 3 Pressure Upper Range Limit: 800 psi (55.2 bar) A Transmitter Output: 4-20 mA with Digital Signal Based on HART Protocol 2B Process Connection Style: 1/2-14 NPT Female 2 Isolating Diaphragm ¦ Process Connection Wetted Parts Material: 316L SST ¦ 316L SST 1 Sensor Fill Fluid: Silicone A Housing Material ¦ Conduit Entry Size: Aluminum ¦ 1/2-14 NPT S5 Integral Assembly: Assemble to Rosemount 306 Integral Manifold E5 Product Certifications: USA Explosion-proof, DustÂ Ignition-proof M5 Display and Interface Options: LCD Display T1 Transient Terminal Block: Transient Protection Terminal Block P1 Pressure Testing: Hydrostatic testing with Certificate Qty Primary Tag Type Primary Tag Calibration 1 NAME 0 to 800 PSI 1 NAME 0 to 800 PSI 1 NAME 0 to 800 PSI 1 NAME 0 to 800 PSI 1 NAME 0 to 800 PSI Assemble To Item 0306RT22AA11 Marathon Sand Dune 21839-01 | ROSEMOUNT, I
ROSE 306 | Rosemount 306 In-Line Manifold 0306RT22AA11 0306 Rosemount 306 In-Line Manifold R Manufacturer: Rosemount Inc. T Manifold Style: Threaded 2 Manifold Type: 2-Valve 2 Materials of Construction: 316/316L SST AA Process Connection Style: 1/2-14 male ANPT Process Connection for Inline Transmitter 1 Packing Material: PTFE 1 Valve Seat: Integral Qty Primary Tag Type Primary Tag 1 WIRE 1 WIRE 1 WIRE 1 WIRE 1 WIRE Assemble To Item 3051TG3A2B21AS5E5M5T1P1 Marathon Sand Dune 21839-01 | ROSEMOUNT, I
ROSE 3144PD | Rosemount 3144P Temperature Transmitter 3144PD1A1E5M5C4Q4XA 3144P Rosemount 3144P Temperature Transmitter D1 Housing Style ¦ Material ¦ Conduit Entry Size: Field Mount, Dual-Compartment Housing ¦ Aluminum ¦ ½-14 NPT A Transmitter Output: 4-20 mA with digital signal based on HART protocol 1 Measurement Configuration: Single Sensor E5 Product Certifications: FM Explosionproof, Dust Ignition-Proof and nonincendive approval M5 Display: LCD Display C4 5-Point Calibration: 5-Point Calibration (Requires the Q4 option code to generate a Calibration Certificate) Q4 Calibration Certificate: Calibration Certificate (3-Point Calibration) XA Assemble To Options: Sensor Specified Separately and Assembled to Transmitter Qty Primary Tag Type Primary Tag Calibration 1 NAME 0 to 100 DEG C 14 Assemble To Item 214CRWSMA1S4E0050SLE5UAE030XAXW Marathon Sand Dune 21839-01 | ROSEMOUNT, I
ROSE 3144PD TIT | 3144PD1A1E5M5B5 3144P Rosemount 3144P Temperature Transmitter D1 Housing Style ¦ Material ¦ Conduit Entry Size: Field Mount, Dual-Compartment Housing ¦ Aluminum ¦ ½-14 NPT A Transmitter Output: 4-20 mA with digital signal based on HART protocol 1 Measurement Configuration: Single Sensor E5 Product Certifications: FM Explosionproof, Dust Ignition-Proof and nonincendive approval M5 Display: LCD Display B5 Mounting Bracket: "L" Mounting Bracket for 2-inch pipe or panel mounting - All SST MPLX 20470-01, 20470-02 & 20471-01 | ROSEMOUNT, I
ROSE 3144PD TIT MBW | 3144PD1A1E5M5B5 3144P Rosemount 3144P Temperature Transmitter D1 Housing Style ¦ Material ¦ Conduit Entry Size: Field Mount, Dual-Compartment Housing ¦ Aluminum ¦ ½-14 NPT A Transmitter Output: 4-20 mA with digital signal based on HART protocol 1 Measurement Configuration: Single Sensor E5 Product Certifications: FM Explosionproof, Dust Ignition-Proof and nonincendive approval M5 Display: LCD Display B5 Mounting Bracket: "L" Mounting Bracket for 2-inch pipe or panel mounting - All SST Marathon Boll Weevil 21896-01 | ROSEMOUNT, I
ROSEMOUNT 0085 | Rosemount 0085 Pipe Clamp Temperature Sensor 0085N3P1J0080U0508AXAE5 | ROSEMOUNT, I
ROSEMOUNT 0304 MANIFOLD | Rosemount 0304 Conventional Manifold 0304RT62B11NG | ROSEMOUNT, I
ROSEMOUNT 0305RC2 | Rosemount 305 Integral Manifold 0305RC22B11B4L4 WHITEWATER 20517 & 20518 | ROSEMOUNT, I
ROSEMOUNT 0305RC5 | Rosemount 305 Integral Manifold 0305RC52B11B4L4 WHITEWATER 20517 & 20518 | ROSEMOUNT, I
ROSEMOUNT 114C | Rosemount 114C Thermowell 114CE0120PAK3SF032A | ROSEMOUNT, I
ROSEMOUNT 114C #2 | ???
ROSEMOUNT 114C 21141 | Rosemount 114C Thermowell 114CE0040TAB2SC017AR06R60 | ROSEMOUNT, I
ROSEMOUNT 114C SPARE TW | 114CE0090FAC2SC030AQ35R06XW 114C Rosemount 114C Thermowell E Dimensional Units: English Units 0090 Immersion Length: XXX.X in, 1/4" increments from 0.5" to 100". Example: 0005 for 0.5" or 0062 for 6.25" F Mounting Style: Flange, Full Penetration Weld AC Process Connections: 2" Class 150 2 Stem Style: Tapered Stem SC Thermowell Material: 316/ 316L Dual Rated 030 Head Length: XX.X in, 1/4" increments from 1.75" to 11.25". Example: 020 = 2" or 042 = 4.25" A Instrument Connection: 1/2"-14 ANPT Q35 NACE Approval: NACE Approval R06 Stainless Steel Plug and Chain: Stainless Steel Plug and Chain XW Sensor/ Thermowell Assemble to Options: Process ready assembly of a sensor and thermowell Marathon 21443-01 | ROSEMOUNT, I
ROSEMOUNT 114C THERM | Rosemount 114C Thermowell 114CE0020TAA2SC017AXW | EMERSON PROC
ROSEMOUNT 114C THERMOWELL | Rosemount 114C Thermowell 114CE0120FAC2SC020AQ73Q8R06R21 | ROSEMOUNT, I
Rosemount 114C Thermowell # | ???
ROSEMOUNT 114C THERMOWELL 2 | ???
ROSEMOUNT 114C THERMOWELL 8XW | Rosemount 114C Thermowell 114CE0120PAC2SC060AQ8XW | ROSEMOUNT, I
ROSEMOUNT 114C THERMOWELL R06 | ROSEMOUNT 114C THERMOWELL Rosemount 114C Thermowell 114CE0120PAC2SC060AQ8R06 | ROSEMOUNT, I
ROSEMOUNT 114C THERMOWELL W/PLUG & CHAIN | 114CE0030TAB2SC032BR06 114C Rosemount 114C Thermowell E Dimensional Units: English Units 0030 Immersion Length: XXX.X in, 1/4" increments from 0.5" to 100". Example: 0005 for 0.5" or 0062 for 6.25" T Mounting Style: Threaded AB Process Connections: 3/4 - 14 ANPT 2 Stem Style: Tapered Stem SC Thermowell Material: 316/ 316L Dual Rated 032 Head Length: XX.X in, 1/4" increments from 1.75" to 11.25". Example: 020 = 2" or 042 = 4.25" B Instrument Connection: 1/2"-14 NPSM R06 Stainless Steel Plug and Chain: Stainless Steel Plug and Chain Qty Primary Tag Type Primary Tag 1 PERM TW-016 1 PERM TW-017 REF QUOTE #10277613 | ROSEMOUNT, I
ROSEMOUNT 114C THERMOWELL W/PLUG AND CHAIN | 114CE0030TAB2SC032BR06114C: Rosemount 114C ThermowellE: Dimensional Units: English Units0030: Immersion Length: XXX.X in, 1/4" increments from 0.5" to 100". Example: 0005 for 0.5" or 0062 for 6.25"T: Mounting Style: ThreadedAB: Process Connections: 3/4 - 14 ANPT2: Stem Style: Tapered StemSC: Thermowell Material: 316/ 316L Dual Rated032: Head Length: XX.X in, 1/4" increments from 1.75" to 11.25". Example: 020 = 2" or 042 = 4.25"B: Instrument Connection: 1/2"-14 NPSMR06: Stainless Steel Plug and Chain: Stainless Steel Plug and ChainTAG: TW-102REF TO QUOTE 10658109 VER: 1 | ROSEMOUNT, I
ROSEMOUNT 114C THERMOWELL, 114CE0020TAC2SC030AQ35Q | Rosemount 114C Thermowell, 114CE0020TAC2SC030AQ35Q8XW | ROSEMOUNT, I
ROSEMOUNT 114C* | Rosemount 114C Thermowell 114CE0120FAC2SC020AQ73Q8R06R21 | ROSEMOUNT, I
ROSEMOUNT 114C** | Rosemount 114C Thermowell 114CE0120FAC2SC020AQ73Q8R06R21 | ROSEMOUNT, I
ROSEMOUNT 114CE THERMOWELL | 114CE0015TAB2SC027AXW Rosemount 114C Thermowell | ROSEMOUNT, I
ROSEMOUNT 2120 LEVEL SWITCH | Vibrating Fork Liquid Level Switch / -40...302 DEG F (-40...150 DEG C) 2120D2DV1E5YE0037 2120 Vibrating Fork Liquid Level Switch / -40...302 DEG F (-40...150 DEG C) D Materials of Construction: Process Connection/Fork: 316/316L Stainless Steel (1.4401/1.4404) dual certified 2D Process Connection Size / Type: 2-in. NPT Thread V Electronic Type: Relay (DPCO) 1 Surface Finish: Standard surface finish E5 Product Certifications: FM Explosion-proof Y Housing: Aluminum Alloy, 3/4-in. NPT conduits/cable threads E Fork Length: Extended, customer specified length in tenths of Inches 0037 Specific Extended Fork Length: Specific customer specified length in tenths of inches, or millimeters XXXX mm or XXX.X inches. | EMERSON PROC
ROSEMOUNT 214C | Rosemount 214C Temperature Sensor 214CRTSMB1S4E0042SL | EMERSON PROC
ROSEMOUNT 214C TEMPERATURE | Rosemount 214C Temperature Sensor 214CRWSMA1S4E0037SLE5XW | ROSEMOUNT, I
ROSEMOUNT 214C TEMPERATURE SENSOR | 214CRWSMB1S4E0062SLE5AR1C1B1UAE030TBXW 214C – ROSEMOUNT 214C TEMPERATURE SENSOR RW – SENSOR TYPE: RTD WIREWOUND, PT100, Α = 0.00385, -196 TO 300 °C SM – SENSOR SHEATH MATERIAL: 321 SST B1 – SENSOR ACCURACY: CLASS B PER IEC 60751 S4 – SENSOR WIRE CONFIGURATION: SINGLE, 4-WIRE E – DIMENSION UNITS: US CUSTOMARY/ENGLISH UNITS (INCHES) 0062 – SENSOR INSERTION LENGTH (L): XXX.X INCHES, 0 TO 078.5 INCHES IN 0.25" INCREMENTS. EXAMPLE: 0020 = 2" OR 0150 = 15" SL – SENSOR MOUNTING STYLE (FITTINGS AND ADAPTERS): SPRING LOADED ADAPTER E5 – PRODUCT CERTIFICATIONS: US EXPLOSIONPROOF AR1 – CONNECTION HEAD: ROSEMOUNT ALUMINUM C1 – CONDUIT ENTRY: 1/2 INCH NPT B1 – INSTRUMENT CONNECTION: 1/2 INCH NPT UA – EXTENSION TYPE: UNION STYLE, 1/2 INCH NPT, 1/2 INCH NPT E030 – EXTENSION LENGTH (E): 3.0 IN TB – TERMINAL BLOCK: TERMINAL BLOCK XW – THERMOWELL ASSEMBLED TO SENSOR: PROCESS READY ASSEMBLY OF SENSOR AND THERMOWELL TE-015 TE-024 REFER TO QUOTE 9699101 VER 2 | EMERSON PROC
ROSEMOUNT 214C TEMPERATURE SENSOR AXW | Rosemount 214C Temperature Sensor 214CRWSMA1S3E0180SLE5UAE030X8Q4XAXW | ROSEMOUNT, I
ROSEMOUNT 214C TEMPERATURE SENSOR, 214CRWSMA1S4E00 | Rosemount 214C Temperature Sensor, 214CRWSMA1S4E0050SLE5UAE030XW | ROSEMOUNT, I
ROSEMOUNT 214C TIT | ??? | ROSEMOUNT, I
ROSEMOUNT 2-VALVE IN-LINE MANIFOLD (1.2) | Rosemount 306 In-Line Manifold 0306RT22AA11 0306 - Rosemount 306 In-Line Manifold R - Manufacturer: Rosemount Inc. T - Manifold Style: Threaded 2 - Manifold Type: 2-Valve 2 - Materials of Construction: 316/316L SST AA - Process Connection Style: 1/2-14 male ANPT Process Connection for Inline Transmitter 1 - Packing Material: PTFE 1 - Valve Seat: Integral | ROSEMOUNT, I
ROSEMOUNT 2-VALVE IN-LINE MANIFOLD (2.2) | Rosemount 306 In-Line Manifold 0306RT22AA11 0306 - Rosemount 306 In-Line Manifold R - Manufacturer: Rosemount Inc. T - Manifold Style: Threaded 2 - Manifold Type: 2-Valve 2 - Materials of Construction: 316/316L SST AA - Process Connection Style: 1/2-14 male ANPT Process Connection for Inline Transmitter 1 - Packing Material: PTFE 1 - Valve Seat: Integral
ROSEMOUNT 305 INTEGRAL MANIFLOLD | 0305RC52B11B4L40305: Rosemount 305 Integral ManifoldR: Manufacturer: Rosemount Inc.C: Manifold Style: Coplanar5: Manifold Type: 5-Valve2: Materials of Construction: 316/316L SSTB: Process Connection Style: 1/2-14 NPT female1: Packing Material: PTFE1: Valve Seat: IntegralB4: Mounting Bracket: SST Mounting Bracket for 2-inch pipe mount with series 300SST boltsL4: Bolting Materials: Austenitic 316 SST BoltsREF TO QUOTE 10658109 VER: 1 | ROSEMOUNT, I
ROSEMOUNT 305 INTEGRAL MANIFOLD | 0305RC52B11B4L4 0305 – ROSEMOUNT 305 INTEGRAL MANIFOLD R – MANUFACTURER: ROSEMOUNT INC. C – MANIFOLD STYLE: COPLANAR 5 – MANIFOLD TYPE: 5-VALVE 2 – MATERIALS OF CONSTRUCTION: 316/316L SST B – PROCESS CONNECTION STYLE: 1/2-14 NPT FEMALE 1 – PACKING MATERIAL: PTFE 1 – VALVE SEAT: INTEGRAL B4 – MOUNTING BRACKET: SST MOUNTING BRACKET FOR 2-INCH PIPE MOUNT WITH SERIES 300 SST BOLTS L4 – BOLTING MATERIALS: AUSTENITIC 316 SST BOLTS REFER TO QUOTE 9699101 VER 2 | ROSEMOUNT, I
ROSEMOUNT 3051 | 3051S2TG4A2E11A1AE5M5Q4T1 3051S SCALABLE PRESSURE TRANSMITTER 2 Performance Class: Classic: 0.035 percent span accuracy, 150:1 rangedown, 15-yr stability T Connection Type: In-Line G Measurement Type: Gage 4 Primary Pressure Range: -14.7 to 4000 psi A Secondary Pressure Range: None,Single-Variable Device 2 Isolating Diaphragm: 316L SST A11 Process Connection ¦ Size ¦ Flange Material ¦ Drain Vent ¦ Bolting: Assemble to Model 306 Integral Manifold A Transmitter Output: 4-20 mA with digital signal based on HART protocol 1A Housing Style ¦ Material ¦ Conduit Entry Size: PlantWeb housing ¦ Aluminum ¦ 1/2-14 NPT E5 Product Certifications: FM Explosion-proof, Dust Ignition-proof M5 Display Type: PlantWeb LCD Display Q4 Calibration Certification: Calibration certificate T1 Transient Protection: Transient terminal block MARATHON 20069-01 | ROSEMOUNT, I
ROSEMOUNT 3051 TRANSMITTER | Inline Pressure Transmitter 3051TG3A2B21AB4E5M5T1S5 | ROSEMOUNT, I
ROSEMOUNT 3051CD | 3051CD3A22A1AB4E5M5 3051C Rosemount Coplanar Transmitter D Measurement Type: Differential 3 Pressure Range: -1000 to 1000 inH2O (2.5 bar) A Transmitter Output: 4-20 mA with Digital Signal Based on HART Protocol 2 Process Flange Type ¦ Flange Material ¦ Drain Vent: Coplanar ¦ SST ¦ SST 2 Isolating Diaphragm: 316L SST A O-Ring: Glass-filled PTFE 1 Sensor Fill Fluid: Silicone A Housing Material ¦ Conduit Entry Size: Aluminum ¦ 1/2-14 NPT B4 Mounting Bracket: Coplanar Flange Bracket for 2-in. Pipe or Panel Mounting,all SST E5 Product Certifications: FM Explosion-proof, Dust Ignition-proof M5 Display and Interface Options: LCD Display PLAINS 20040-01 | ROSEMOUNT, I
ROSEMOUNT 3051CD4A | Rosemount Coplanar Transmitter 3051CD4A02A1AS5E5M5Q4T1 | EMERSON PROC
ROSEMOUNT 3051S2 DIFFERENTIAL PRESSURE TRANSMITTER | 3051S2CD4A2A11A1AE5M53051S: SCALABLE PRESSURE TRANSMITTER2: Performance Class: Classic: 0.035 percent span accuracy, 150:1 rangedown, 15-yr stabilityC: Connection Type: CoplanarD: Measurement Type: Differential4: Primary Pressure Range: -300 to 300 psi (-20.68 to 20.68 bar)A: Secondary Pressure Range: None,Single-Variable Device2: Isolating Diaphragm: 316L SSTA11: Process Connection/Size/Flange Material/Drain Vent/Bolting: Assemble to Model 305 Integral ManifoldA: Transmitter Output: 4-20 mA with digital signal based on HART protocol1A: Housing Style/Material/Conduit Entry Size: PlantWeb housing/Aluminum/1/2-14 NPTE5: Product Certifications: USA Explosion-proof, Dust Ignition-proofM5: Display Type: PlantWeb LCD DisplayTAG: DPIT 101CALIBRATION: 0 TO 300 PSIDREF TO QUOTE 10658109 VER: 1 | ROSEMOUNT, I
ROSEMOUNT 3051S2 PRESSURE TRANSMITTER | 3051S2TG4A2A11A1AE5M53051S: SCALABLE PRESSURE TRANSMITTER2: Performance Class: Classic: 0.035 percent span accuracy, 150:1 rangedown,15-yr stabilityT: Connection Type: In-LineG: Measurement Type: Gage4: Primary Pressure Range: -14.7 to 4000 psi (-1.01 to 275.79 bar)A: Secondary Pressure Range: None,Single-Variable Device2: Isolating Diaphragm: 316L SSTA11: Process Connection/Size/Flange Material/Drain Vent/ Bolting: Assemble to Model 306 Integral ManifoldA: Transmitter Output: 4-20 mA with digital signal based on HART protocol1A: Housing Style/Material/Conduit Entry Size: PlantWeb housing/ Aluminum/ 1/2-14 NPTE5: Product Certifications: USA Explosion-proof, Dust Ignition-proofM5: Display Type: PlantWeb LCD DisplayTAG #S: PIT-101, PIT-103, PIT-105CALIBRATION: 0-2000 PSIGREF TO QUOTE 10658109 VER: 1 | ROSEMOUNT, I
ROSEMOUNT 3051S2CD | SCALABLE PRESSURE TRANSMITTER 3051S2CD4A2A11A1AE5M5 WHITEWATER 20517 & 20518 | ROSEMOUNT, I
ROSEMOUNT 3051S2CD4 PRESSURE TRANSMITTER | SCALABLE PRESSURE TRANSMITTER 3051S2CD4A2A11A1AE5M5 3051S – SCALABLE PRESSURE TRANSMITTER 2 – PERFORMANCE CLASS: CLASSIC: 0.035 PERCENT SPAN ACCURACY, 150:1 RANGEDOWN, 15-YR STABILITY C – CONNECTION TYPE: COPLANAR D – MEASUREMENT TYPE: DIFFERENTIAL 4 – PRIMARY PRESSURE RANGE: -300 TO 300 PSI (-20.68 TO 20.68 BAR) A – SECONDARY PRESSURE RANGE: NONE,SINGLE-VARIABLE DEVICE 2 – ISOLATING DIAPHRAGM: 316L SST A11 – PROCESS CONNECTION: ASSEMBLE TO MODEL 305 INTEGRAL MANIFOLD A – TRANSMITTER OUTPUT: 4-20 MA WITH DIGITAL SIGNAL BASED ON HART PROTOCOL 1A – HOUSING STYLE, MATERIAL, CONDUIT ENTRY SIZE: PLANTWEB HOUSING, ALUMINUM, 1/2-14 NPT E5 – PRODUCT CERTIFICATIONS: USA EXPLOSION-PROOF, DUST IGNITION-PROOF M5 – DISPLAY TYPE: PLANTWEB LCD DISPLAY PDIT-101 0 TO 300 PSI REFER TO QUOTE 9699101 VER 2 | ROSEMOUNT, I
ROSEMOUNT 3051S2CG | SCALABLE PRESSURE TRANSMITTER 3051S2CG4A2A11A1AE5M5 WHITEWATER 20517 & 20518 | ROSEMOUNT, I
ROSEMOUNT 3051S2TG4 PRESSURE TRANSMITTER | SCALABLE PRESSURE TRANSMITTER 3051S2TG4A2A11A1AE5M5 3051S – SCALABLE PRESSURE TRANSMITTER 2 – PERFORMANCE CLASS: CLASSIC: 0.035 PERCENT SPAN ACCURACY, 150:1 RANGEDOWN, 15-YR STABILITY T – CONNECTION TYPE: IN-LINE G – MEASUREMENT TYPE: GAGE 4 – PRIMARY PRESSURE RANGE: -14.7 TO 4000 PSI (-1.01 TO 275.79 BAR) A – SECONDARY PRESSURE RANGE: NONE,SINGLE-VARIABLE DEVICE 2 – ISOLATING DIAPHRAGM: 316L SST A11 – PROCESS CONNECTION: ASSEMBLE TO MODEL 306 INTEGRAL MANIFOLD A – TRANSMITTER OUTPUT: 4-20 MA WITH DIGITAL SIGNAL BASED ON HART PROTOCOL 1A – HOUSING STYLE,MATERIAL, CONDUIT ENTRY SIZE : PLANTWEB HOUSING, ALUMINUM, 1/2-14 NPT E5 – PRODUCT CERTIFICATIONS: USA EXPLOSION-PROOF, DUST IGNITION-PROOF M5 – DISPLAY TYPE: PLANTWEB LCD DISPLAY PIT-004 0 TO 2000 PSI PIT-008 0 TO 2000 PSI PIT-013 0 TO 2000 PSI PIT-022 0 TO 2000 PSI PIT-109 0 TO 2000 PSI REFER TO QUOTE 9699101 VER 2 | ROSEMOUNT, I
ROSEMOUNT 3051TG | Inline Pressure Transmitter 3051TG3A2B21AE5M5 3051T Inline Pressure Transmitter Qty/Cfg Primary Tag Type Primary Tag Secondary Tag Calibration 1 NAME 0 to 800 PSI
ROSEMOUNT 3051TG3 | Inline Pressure Transmitter 3051TG3A2B21AS5E5Q4M5T1RKQ15 | ROSEMOUNT, I
ROSEMOUNT 3051TGA | Inline Pressure Transmitter 3051TG4A2B21AS5B4E5Q4M5T1 | EMERSON PROC
ROSEMOUNT 305E | Rosemount R305 Integral Manifold R305EC32B11B4 | EMERSON PROC
ROSEMOUNT 306 | Rosemount 306 In-Line Manifold 0306RT22AA11 | ROSEMOUNT, I
ROSEMOUNT 306 IN-LINE | Rosemount 306 In-Line Manifold 0306RT22BA11block and bleed | ROSEMOUNT, I
ROSEMOUNT 306 IN-LINE MANIFOLD | 0306RT22AA11 0306 – ROSEMOUNT 306 IN-LINE MANIFOLD R – MANUFACTURER: ROSEMOUNT INC. T – MANIFOLD STYLE: THREADED 2 – MANIFOLD TYPE: 2-VALVE 2 – MATERIALS OF CONSTRUCTION: 316/316L SST AA – PROCESS CONNECTION STYLE: 1/2-14 MALE ANPT PROCESS CONNECTION FOR INLINE TRANSMITTER 1 – PACKING MATERIAL: PTFE 1 – VALVE SEAT: INTEGRAL REFER TO QUOTE 9699101 VER 2 | ROSEMOUNT, I
ROSEMOUNT 306 IN-LINE MANIFOLD 0306RT22AA11 | Rosemount 306 In-Line Manifold 0306RT22AA11 | ROSEMOUNT, I
ROSEMOUNT 306 MANIFOLD | Rosemount 306 In-Line Manifold 0306RT22BA11 | ROSEMOUNT, I
ROSEMOUNT 3144 | Rosemount 3144P Temperature Transmitter 3144PD1A1E5PTM5T1C1C4Q4HR7XA | ROSEMOUNT, I
ROSEMOUNT 3144 TRANSMITTER | 3144P Rosemount 3144P Temperature Transmitter D1 Housing Style ¦ Material ¦ Conduit Entry Size: Field Mount, Dual-Compartment Housing ¦ Aluminum ¦ ½-14 NPT A Transmitter Output: 4-20 mA with digital signal based on HART protocol 1 Measurement Configuration: Single Sensor E5 Product Certifications: FM Explosionproof, Dust Ignition-Proof and nonincendive approval M5 Display: LCD Display XA Assemble To Options: Sensor Specified Separately and Assembled to Transmitter Qty/Cfg Primary Tag Type Primary Tag Secondary Tag Calibration 1 NAME 0 to 100 DEG C 14 | ROSEMOUNT, I
ROSEMOUNT 3144P | Rosemount 3144P Temperature Transmitter 3144PD1A1E5M5XA WHITEWATER 20517 & 20518 | ROSEMOUNT, I
ROSEMOUNT 3144P TEM TRANSMITTER | Rosemount 3144P Temperature Transmitter 3144PD1A1E5M5T1C8Q4XA | ROSEMOUNT, I
ROSEMOUNT 3144P TEMPERATURE TRANS KIT | 03144-3120-0001:M5 Meter Kit for Rosemount 3144P, Aluminum includes the cover, display and 10-pin connector. | ROSEMOUNT, I
ROSEMOUNT 3144P TEMPERATURE TRANSMITTER | 3144PD1A1E5B5M5 3144P – ROSEMOUNT 3144P TEMPERATURE TRANSMITTER D1 – HOUSING STYLE, MATERIAL, CONDUIT ENTRY SIZE: FIELD MOUNT, DUAL-COMPARTMENT HOUSING, ALUMINUM, ½-14 NPT A – TRANSMITTER OUTPUT: 4-20 MA WITH DIGITAL SIGNAL BASED ON HART PROTOCOL 1 – MEASUREMENT CONFIGURATION: SINGLE SENSOR E5 – PRODUCT CERTIFICATIONS: FM EXPLOSIONPROOF, DUST IGNITION-PROOF AND NONINCENDIVE APPROVAL B5 – MOUNTING BRACKET: "L" MOUNTING BRACKET FOR 2-INCH PIPE OR PANEL MOUNTING – ALL SST M5 – DISPLAY: LCD DISPLAY TIT-015 TIT-024 REFER TO QUOTE 9699101 VER 2 | ROSEMOUNT, I
ROSEMOUNT 644SAE5R2M5 | Rosemount 644 Temperature Transmitter 644SAE5R2M5 | EMERSON PROC
ROSEMOUNT COPLANAR TRANSMITTER | ???
ROSEMOUNT DPIT 3051CD | 3051CD4A02A1AS5E5M5T1P1Q15 3051C Rosemount Coplanar Transmitter D Measurement Type: Differential 4 Pressure Range: -300 to 300 psi (20.7 bar) A Transmitter Output: 4-20 mA with Digital Signal Based on HART Protocol 0 Process Flange Type ¦ Flange Material ¦ Drain Vent: Alternate Process Connection 2 Isolating Diaphragm: 316L SST A O-Ring: Glass-filled PTFE 1 Sensor Fill Fluid: Silicone A Housing Material ¦ Conduit Entry Size: Aluminum ¦ 1/2-14 NPT S5 Manifold Assembly: Assemble to Rosemount 305 Integral Manifold E5 Product Certifications: FM Explosion-proof, Dust Ignition-proof M5 Display and Interface Options: LCD Display T1 Transient Protection: Transient Terminal Block P1 Pressure Testing: Hydrostatic testing with Certificate Q15 NACE Certificate: Certificate of Compliance to NACE MR0175/ISO 15156 for wetted materials Marathon 21443-01 | ROSEMOUNT, I
ROSEMOUNT DPIT 3051CD MANIFOLD | 0305RC32B11B4L4SG 0305 Rosemount 305 Integral Manifold R Manufacturer: Rosemount Inc. C Manifold Style: Coplanar 3 Manifold Type: 3-Valve 2 Materials of Construction: 316/316L SST B Process Connection Style: 1/2-14 NPT female 1 Packing Material: PTFE 1 Valve Seat: Integral B4 Mounting Bracket: SST Mounting Bracket for 2-inch pipe mount with series 300 SST bolts L4 Bolting Materials: Austenitic 316 SST Bolts SG Material Recommendation for NACE: Sour Gas (Meets NACE MR 0175/ISO 15156, MR 0103) Assemble to 3051CD Transmitter Marathon 21443-01 | ROSEMOUNT, I
ROSEMOUNT FORK LEVEL SWITCH | Vibrating Fork Liquid Level Switch / -40...302 DEG F (-40...150 DEG C) 2120D2DV1E5YE0037 | ROSEMOUNT, I
ROSEMOUNT INTEGRAL MANIFOLD | 0305 Rosemount 305 Integral Manifold R Manufacturer: Rosemount Inc. C Manifold Style: Coplanar 2 Manifold Type: 2-Valve 2 Materials of Construction: 316/316L SST B Process Connection Style: 1/2-14 NPT female 1 Packing Material: PTFE 1 Valve Seat: Integral B4 Mounting Bracket: SST Mounting Bracket for 2-inch pipe mount with series 300 SST bolts | ROSEMOUNT, I
ROSEMOUNT MANIFOLD | Rosemount 306 In-Line Manifold 0306RT22BA11 0306 Rosemount 306 In-Line Manifold R Manufacturer: Rosemount Inc. T Manifold Style: Threaded 2 Manifold Type: 2-Valve 2 Materials of Construction: 316/316L SST BA Process Connection Style: 1/2-14 female ANPT Process Connection for Inline Transmitter 1 Packing Material: PTFE 1 Valve Seat: Integral Qty Primary Tag Type Primary Tag 1 WIRE 1 WIRE | ROSEMOUNT, I
ROSEMOUNT ORIFICE FLOW METER (10) | Compact Orifice Flow Meter 3051SFC1CS040N065R32JA1A3P1Q4Q8E5M5T1 3051SFC - Compact Orifice Flow Meter 1 - Measurement Type: MultiVariable (Fully Compensated Mass & Energy Flow) - Differential & Static Pressure w/ Temperature C - Primary Element Technology: Conditioning Orifice Plate S - Material Type: 316 SST 040 - Line Size: 4-in. (100 mm) N - Primary Element Style: Square Edged 065 - Primary Element Type: 0.65 Beta Ratio R - Temperature Measurement: Remote Thermowell and RTD 3 - Transmitter Connection Platform: Direct Mount, Integral 3-Valve Manifold 2 - Differential Pressure Range: 0 to 250 in H2O (0 to 623 mbar) J - Static Pressure Range: Gage -14.2 to 800 psig (-0.979 to 55.2 bar) A - Transmitter Output: 4-20 mA with digital signal based on HART protocol 1A - Transmitter Housing Style: PlantWeb housing¦ Aluminum¦ 1/2-14 NPT 3 - Transmitter Performance Class: Ultra for Flow: 0.75% flow rate accuracy, 14:1 flow turndown, 10-yr stability, 15-yr limited warranty P1 - Pressure Testing: Hydrostatic Testing with Certificate Q4 - Transmitter Calibration Certification: Calibration Data Certificate for Transmitter Q8 - Material Traceability Certification: Material Traceability Certification per EN 10204:2004 3.1 E5 - Product Certifications: FM Explosion-proof, Dust Ignition-proof M5 - Digital Display: PlantWeb LCD Display T1 - Transient Protection: Transient terminal block FIT-1901A 0 to 250 IN H2O; 0 to 800 PSI; -200 to 850 DEG F; 0 to 100 FLOW TBD FIT-1911A 0 to 250 IN H2O; 0 to 800 PSI ; -200 to 850 DEG F; 0 to 100 FLOW TBD FIT-1921A 0 to 250 IN H2O; 0 to 800 PSI; -200 to 850 DEG F; 0 to 100 FLOW TBD FIT-1931A 0 to 250 IN H2O; 0 to 800 PSI; -200 to 850 DEG F; 0 to 100 FLOW TBD | EMERSON PROC
ROSEMOUNT PIT 3051TG | 3051TG3A2B21AS5E5M5T1P1Q15 3051T Inline Pressure Transmitter G Pressure Type: Gage 3 Pressure Upper Range Limit: 800 psi (55.2 bar) A Transmitter Output: 4-20 mA with Digital Signal Based on HART Protocol 2B Process Connection Style: 1/2-14 NPT Female 2 Isolating Diaphragm ¦ Process Connection Wetted Parts Material: 316L SST ¦ 316L SST 1 Sensor Fill Fluid: Silicone A Housing Material ¦ Conduit Entry Size: Aluminum ¦ 1/2-14 NPT S5 Integral Assembly: Assemble to Rosemount 306 Integral Manifold E5 Product Certifications: FM Explosion-proof, Dust Ignition-proof M5 Display and Interface Options: LCD Display T1 Transient Terminal Block: Transient Protection Terminal Block P1 Pressure Testing: Hydrostatic testing with Certificate Q15 NACE Certificate: Certificate of Compliance to NACE MR0175/ISO 15156 for wetted materials Marathon 21443-01 | ROSEMOUNT, I
ROSEMOUNT PIT 3051TG MANIFOLD | 0306RT22AA11SG 0306 Rosemount 306 In-Line Manifold R Manufacturer: Rosemount Inc. T Manifold Style: Threaded 2 Manifold Type: 2-Valve 2 Materials of Construction: 316/316L SST AA Process Connection Style: 1/2-14 male ANPT Process Connection for Inline Transmitter 1 Packing Material: PTFE 1 Valve Seat: Integral SG Material Recommendation for NACE: Sour Gas (Meets NACE MR 0175/ISO 15156, MR 0103) Assemble to 3051TG Transmitter Marathon 21443-01 | ROSEMOUNT, I
ROSEMOUNT PRESSURE TRANSMITTER | SCALABLE PRESSURE TRANSMITTER 3051S1TG4A2A11A1AB4K5M5Q4T1 3051S SCALABLE PRESSURE TRANSMITTER 1 Performance Class: Ultra: 0.025 percent span accuracy, 200:1 rangedown, 15- yr stability, 15-yr limited warranty T Connection Type: In-Line G Measurement Type: Gage 4 Primary Pressure Range: -14.7 to 4000 psi A Secondary Pressure Range: None,Single-Variable Device 2 Isolating Diaphragm: 316L SST A11 Process Connection ¦ Size ¦ Flange Material ¦ Drain Vent ¦ Bolting: Assemble to Model 306 Integral Manifold A Transmitter Output: 4-20 mA with digital signal based on HART protocol 1A Housing Style ¦ Material ¦ Conduit Entry Size: PlantWeb housing ¦ Aluminum ¦ 1/2-14 NPT B4 Mounting Bracket: Bracket, all SST, 2-in. pipe and panel K5 Product Certifications: FM Explosion-proof, Dust Ignition-proof, Intrinsically Safe, Division 2 M5 Display Type: PlantWeb LCD Display Q4 Calibration Certification: Calibration certificate T1 Transient Protection: Transient terminal block Qty Primary Tag Type Primary Tag Calibration 1 NAME 0 to 4000 PSI 1 NAME 0 to 4000 PSI Assemble to Item 1.1 | ROSEMOUNT, I
ROSEMOUNT PRESSURE TRANSMITTERS (2.1) | SCALABLE PRESSURE TRANSMITTER 3051S1TG3A2A11A1ADA2E5Y2M5Q4T1HR7 3051S - SCALABLE PRESSURE TRANSMITTER 1 - Performance Class: Ultra: 0.025 percent span accuracy, 200:1 rangedown, 15-yr stability, 15-yr limited warranty T - Connection Type: In-Line G - Measurement Type: Gage 3 - Primary Pressure Range: -14.7 to 800 psi (-1.01 to 55.15 bar) A - Secondary Pressure Range: None, Single-Variable Device 2 - Isolating Diaphragm: 316L SST A11 - Process Connection ¦ Size ¦ Flange Material ¦ Drain Vent ¦ Bolting: Assemble to Model 306 Integral Manifold A - Transmitter Output: 4-20 mA with digital signal based on HART protocol 1A - Housing Style ¦ Material ¦ Conduit Entry Size: PlantWeb housing ¦ Aluminum ¦ 1/2-14 NPT DA2 - PlantWeb Diagnostic Functionality: Advanced HART Diagnostics Suite E5 - Product Certifications: USA Explosion-proof, Dust Ignition-proof Y2 - Standard Tagging Alternate Composition: 316SST Nameplate, Top Tag, Wire-on Tag, and Fasteners M5 - Display Type: PlantWeb LCD Display Q4 - Calibration Certification: Calibration certificate T1 - Transient Protection: Transient terminal block HR7 - HART Revision Configuration: Configured for HART Revision 7 PIT-1901A -14.7 to 100 PSI PIT-1911A -14.7 to 100 PSI PIT-1921A -14.7 to 100 PSI PIT-1931A -14.7 to 100 PSI PIT-1901F -14.7 to 100 PSI PIT-1911F -14.7 to 100 PSI PIT-1921F -14.7 to 100 PSI PIT-1931F -14.7 to 100 PSI PIT-1901G 0 to 150 PSI PIT-1911G 0 to 150 PSI PIT-1921G 0 to 150 PSI PIT-1931G 0 to 150 PSI PIT-1903A 0 to 100 PSI PIT-1913A 0 to 100 PSI PIT-1923A 0 to 100 PSI PIT-1933A 0 to 100 PSI PIT-1960 0 to 200 PSI | EMERSON PROC
ROSEMOUNT PRESSURE TRANSMITTERS W/MTG BKT (1.1) | SCALABLE PRESSURE TRANSMITTER 3051S1TG3A2A11A1ADA2B4E5Y2M5Q4T1HR7 3051S - SCALABLE PRESSURE TRANSMITTER 1 - Performance Class: Ultra: 0.025 percent span accuracy, 200:1 rangedown, 15-yr stability, 15-yr limited warranty T - Connection Type: In-LineG - Measurement Type: Gage 3 - Primary Pressure Range: -14.7 to 800 psi (-1.01 to 55.15 bar) A - Secondary Pressure Range: None,Single-Variable Device 2 - Isolating Diaphragm: 316L SST A11 - Process Connection ¦ Size ¦ Flange Material ¦ Drain Vent ¦ Bolting: Assemble to Model 306 Integral Manifold A - Transmitter Output: 4-20 mA with digital signal based on HART protocol 1A - Housing Style ¦ Material ¦ Conduit Entry Size: PlantWeb housing ¦ Aluminum ¦ 1/2-14 NPT DA2 - PlantWeb Diagnostic Functionality: Advanced HART Diagnostics Suite B4 - Mounting Bracket: Bracket, all SST, 2-in. pipe and panel E5 - Product Certifications: USA Explosion-proof, Dust Ignition-proof Y2 - Standard Tagging Alternate Composition: 316SST Nameplate, Top Tag, Wire-on Tag, and Fasteners M5 - Display Type: PlantWeb LCD Display Q4 - Calibration Certification: Calibration certificate T1 - Transient Protection: Transient terminal block HR7 - HART Revision Configuration: Configured for HART Revision 7 PIT-1901B 0 to 150 PSI PIT-1911B 0 to 150 PSI PIT-1921B 0 to 150 PSI PIT-1931B 0 to 150 PSI PIT-1901C 0 to 150 PSI PIT-1911C 0 to 150 PSI PIT-1921C 0 to 150 PSI PIT-1931C 0 to 150 PSI PIT-1901D 0 to 200 PSI PIT-1911D 0 to 200 PSI PIT-1921D 0 to 200 PSI PIT-1931D 0 to 200 PSI PIT-1901E 0 to 200 PSI PIT-1911E 0 to 200 PSI PIT-1921E 0 to 200 PSI PIT-1931E 0 to 200 PSI PIT-1902A 0 to 300 PSI PIT-1912A 0 to 300 PSI PIT-1922A 0 to 300 PSI PIT-1932A 0 to 300 PSI PIT-1902B 0 to 300 PSI PIT-1912B 0 to 300 PSI PIT-1922B 0 to 300 PSI PIT-1932B 0 to 300 PSI PIT-1902C 0 to 300 PSI PIT-1912C 0 to 300 PSI PIT-1922C 0 to 300 PSI PIT-1932C 0 to 300 PSI PIT-1902D 0 to 300 PSI PIT-1912D 0 to 300 PSI PIT-1922D 0 to 300 PSI PIT-1932D 0 to 300 PSI | EMERSON PROC
ROSEMOUNT R306 | Rosemount R306 In-Line Manifold R306ET22AA11SG
ROSEMOUNT R306ET | Rosemount R306 In-Line Manifold R306ET22BA11 | ROSEMOUNT, I
ROSEMOUNT SENSOR | Rosemount 214C Temperature Sensor 214CRTSMB1D3E0035SLE5XW | EMERSON PROC
ROSEMOUNT TEMP SENSOR W/REM MNT HD TE-19X1B (4.1) | Rosemount 214C Temperature Sensor 214CRTSMB1S3E0052SLM1E5AR1C1B1UAE025TBXW 214C - Rosemount 214C Temperature Sensor RT Sensor Type: RTD Thin-film, PT100, alpha = 0.00385, -50 to 450 deg C SM - Sensor Sheath Material: 321 SST B1 - Sensor Accuracy: Class B per IEC 60751 S3 - Sensor Wire Configuration: Single, 3-Wire E - Dimension Units: US Customary/English Units (inches) 0052 - Sensor Insertion Length (L): xxx.x inches, 0 to 078.5 inches in 0.25" increments. Example: 0020 = 2" or 0150 = 15"SL - Sensor Mounting Style (Fittings and Adapters): Spring Loaded Adapter E5 - Product Certifications: US Explosionproof AR1 - Connection Head: Rosemount Aluminum C1 - Conduit Entry: 1/2 inch NPT B1 - Instrument Connection: 1/2 inch NPT UA - Extension Type: Union Style, 1/2 inch NPT, 1/2 inch NPT E025 - Extension Length (E): 2.5 in TB - Terminal Block: Terminal Block M1 - 316SST Material Options: 316SST Wire on Tag XW - Thermowell Assembled To Sensor: Process Ready Assembly of Sensor and Thermowell TE-1901B TE-1911B TE-1921B TE-1931B | EMERSON PROC
ROSEMOUNT TEMP SENSOR W/REM MNT HD TE-19X1C (6.1) | Rosemount 214C Temperature Sensor 214CRTSMB1S3E0042SLM1E5AR1C1B1UAE025TBXW 214C - Rosemount 214C Temperature Sensor RT - Sensor Type: RTD Thin-film, PT100, alpha = 0.00385, -50 to 450 deg C SM - Sensor Sheath Material: 321 SST B1 - Sensor Accuracy: Class B per IEC 60751 S3 - Sensor Wire Configuration: Single, 3-Wire E - Dimension Units: US Customary/English Units (inches) 0042 - Sensor Insertion Length (L): xxx.x inches, 0 to 078.5 inches in 0.25" increments. Example: 0020 = 2" or 0150 = 15" SL - Sensor Mounting Style (Fittings and Adapters): Spring Loaded Adapter M1 - 316SST Material Options: 316SST Wire on Tag E5 - Product Certifications: US Explosionproof AR1 - Connection Head: Rosemount Aluminum C1 - Conduit Entry: 1/2 inch NPT B1 - Instrument Connection: 1/2 inch NPT UA - Extension Type: Union Style, 1/2 inch NPT, 1/2 inch NPT E025 - Extension Length (E): 2.5 in TB - Terminal Block: Terminal Block XW - Thermowell Assembled To Sensor: Process Ready Assembly of Sensor and Thermowell TE-1901C TE-1911C TE-1921C TE-1931C | EMERSON PROC
ROSEMOUNT TEMP SENSOR W/REM MNT HD TE-19X1F (5.1) | Rosemount 214C Temperature Sensor 214CRTSMB1S3E0042SLM1E5AR1C1B1UAE025TBXW 214C - Rosemount 214C Temperature Sensor RT - Sensor Type: RTD Thin-film, PT100, α = 0.00385, -50 to 450 °C SM - Sensor Sheath Material: 321 SST B1 - Sensor Accuracy: Class B per IEC 60751 S3 - Sensor Wire Configuration: Single, 3-Wire E - Dimension Units: US Customary/English Units (inches) 0042 - Sensor Insertion Length (L): xxx.x inches, 0 to 078.5 inches in 0.25" increments. Example: 0020 = 2" or 0150 = 15" SL - Sensor Mounting Style (Fittings and Adapters): Spring Loaded Adapter E5 - Product Certifications: US Explosionproof AR1 - Connection Head: Rosemount Aluminum C1 - Conduit Entry: 1/2 inch NPT B1 - Instrument Connection: 1/2 inch NPT UA - Extension Type: Union Style, 1/2 inch NPT, 1/2 inch NPT E025 - Extension Length (E): 2.5 in TB - Terminal Block: Terminal Block M1 - 316SST Material Options: 316SST Wire on Tag XW - Thermowell Assembled To Sensor: Process Ready Assembly of Sensor and Thermowell TE-1901F TE-1911F TE-1921F TE-1931F | EMERSON PROC
ROSEMOUNT TEMP SENSOR W/REM MNT HD TE-19X3G (9.1) | Rosemount 214C Temperature Sensor 214CRTSMB1S3E0032SLM1E5AR1C1B1UAE025TBXW 214C - Rosemount 214C Temperature Sensor RT - Sensor Type: RTD Thin-film, PT100, alpha = 0.00385, -50 to 450 deg C SM - Sensor Sheath Material: 321 SST B1 - Sensor Accuracy: Class B per IEC 60751 S3 - Sensor Wire Configuration: Single, 3-Wire E - Dimension Units: US Customary/English Units (inches) 0032 - Sensor Insertion Length (L): xxx.x inches, 0 to 078.5 inches in 0.25" increments. Example: 0020 = 2" or 0150 = 15" SL - Sensor Mounting Style (Fittings and Adapters): Spring Loaded Adapter E5 - Product Certifications: US Explosionproof AR1 - Connection Head: Rosemount Aluminum C1 - Conduit Entry: 1/2 inch NPTB1 - Instrument Connection: 1/2 inch NPT UA - Extension Type: Union Style, 1/2 inch NPT, 1/2 inch NPT E025 - Extension Length (E): 2.5 in TB - Terminal Block: Terminal Block M1 - 316SST Material Options: 316SST Wire on Tag XW - Thermowell Assembled To Sensor: Process Ready Assembly of Sensor and Thermowell TE-1903G TE-1913G TE-1923G TE-1933G | EMERSON PROC
ROSEMOUNT TEMP TRANSMITTER | Rosemount 3144P Temperature Transmitter 3144PD1A1E5M5T1C8Q4XA | EMERSON PROC
ROSEMOUNT TEMP TRANSMITTER W/BKT TIT-19X1B (4.3) | Rosemount 3144P Temperature Transmitter 3144PD1A1E5DA1B5M5T1C8C4Q4HR7 3144P - Rosemount 3144P Temperature Transmitter D1 - Housing Style ¦ Material ¦ Conduit Entry Size: Field Mount, Dual-Compartment Housing ¦ Aluminum ¦ 1/2-14 NPT A - Transmitter Output: 4-20 mA with digital signal based on HART protocol 1 - Measurement Configuration: Single Sensor E5 - Product Certifications: FM Explosionproof, Dust Ignition-Proof and nonincendive approval DA1 - PlantWeb Advanced Diagnostic Functionality: HART Sensor and Process Diagnostic Suite: Thermocouple Diagnostic, Min/Max Tracking B5 - Mounting Bracket: "L" Mounting Bracket for 2-inch pipe or panel mounting - All SST M5 - Display: LCD DisplayT1 - Transient Protector: Integral Transient Protector C8 - Low Alarm: Low Alarm (Standard Rosemount Alarm and Saturation Values) C4 - 5-Point Calibration: 5-Point Calibration (Requires the Q4 option code to generate a Calibration Certificate) Q4 - Calibration Certificate: Calibration Certificate (3-Point Calibration) HR7 - HART Revision Configuration: Configured for HART Revision 7 TIT-1901B 0 to 350 DEG F TIT-1911B 0 to 350 DEG F TIT-1921B 0 to 350 DEG F TIT-1931B 0 to 350 DEG F | ROSEMOUNT, I
ROSEMOUNT TEMP TRANSMITTER W/BKT TIT-19X1C (6.3) | Rosemount 3144P Temperature Transmitter 3144PD1A1E5DA1B5M5T1C8C4Q4HR7 3144P - Rosemount 3144P Temperature Transmitter D1 - Housing Style ¦ Material ¦ Conduit Entry Size: Field Mount, Dual-Compartment Housing ¦ Aluminum ¦ 1/2-14 NPT A - Transmitter Output: 4-20 mA with digital signal based on HART protocol 1 - Measurement Configuration: Single Sensor E5 - Product Certifications: FM Explosionproof, Dust Ignition-Proof and nonincendive approval DA1 - PlantWeb Advanced Diagnostic Functionality: HART Sensor and Process Diagnostic Suite: Thermocouple Diagnostic, Min/Max Tracking B5 - Mounting Bracket: "L" Mounting Bracket for 2-inch pipe or panel mounting - All SST M5 - Display: LCD Display T1 - Transient Protector: Integral Transient Protector C8 - Low Alarm: Low Alarm (Standard Rosemount Alarm and Saturation Values) C4 - 5-Point Calibration: 5-Point Calibration (Requires the Q4 option code to generate a Calibration Certificate) Q4 - Calibration Certificate: Calibration Certificate (3-Point Calibration) HR7 - HART Revision Configuration: Configured for HART Revision 7 TIT-1901C 0 to 350 DEG F TIT-1911C 0 to 350 DEG F TIT-1921C 0 to 350 DEG F TIT-1931C 0 to 350 DEG F | EMERSON PROC
ROSEMOUNT TEMP TRANSMITTER W/BKT TIT-19X3G (9.3) | Rosemount 3144P Temperature Transmitter 3144PD1A1E5DA1B5M5T1C8C4Q4HR7 3144P - Rosemount 3144P Temperature Transmitter D1 - Housing Style ¦ Material ¦ Conduit Entry Size: Field Mount, Dual-Compartment Housing ¦ Aluminum ¦ 1/2-14 NPT A - Transmitter Output: 4-20 mA with digital signal based on HART protocol 1 - Measurement Configuration: Single Sensor E5 - Product Certifications: FM Explosionproof, Dust Ignition-Proof and nonincendive approval DA1 - PlantWeb Advanced Diagnostic Functionality: HART Sensor and Process Diagnostic Suite: Thermocouple Diagnostic, Min/Max Tracking B5 - Mounting Bracket: "L" Mounting Bracket for 2-inch pipe or panel mounting - All SST M5 - Display: LCD Display T1 - Transient Protector: Integral Transient Protector C8 - Low Alarm: Low Alarm (Standard Rosemount Alarm and Saturation Values) C4 - 5-Point Calibration: 5-Point Calibration (Requires the Q4 option code to generate a Calibration Certificate) Q4 - Calibration Certificate: Calibration Certificate (3-Point Calibration) HR7 - HART Revision Configuration: Configured for HART Revision 7 TIT-1903G 0 to 300 DEG F TIT-1913G 0 to 300 DEG F TIT-1923G 0 to 300 DEG F TIT-1933G 0 to 300 DEG F | EMERSON PROC
ROSEMOUNT TEMPERATURE SENSOR | 214C Rosemount 214C Temperature Sensor RT Sensor Type: RTD Thin-film, PT100, α = 0.00385, -50 to 450 °C SM Sensor Sheath Material: 321 SST B1 Sensor Accuracy: Class B per IEC 60751 S4 Sensor Wire Configuration: Single, 4-Wire E Dimension Units: US Customary/English Units (inches) 0075 Sensor Insertion Length (L): xxx.x inches, 0 to 078.5 inches in 0.25" increments. Example: 0020 = 2" or 0150 = 15" SL Sensor Mounting Style (Fittings and Adapters): Spring Loaded Adapter E5 Product Certifications: US Explosionproof XA Transmitter Assembled To Sensor: Process Ready Assembly of Transmitter and Sensor XT Thermowell Assembled To Sensor: Hand Tight Assembly of Sensor and Thermowell | EMERSON PROC
ROSEMOUNT TEMPERATURE SENSOR TE-19X1A (11.1) | Rosemount 214C Temperature Sensor 214CRTSMB1S3E0057SLM1E5XWXA 214C - Rosemount 214C Temperature Sensor RT - Sensor Type: RTD Thin-film, PT100, alpha = 0.00385, -50 to 450 deg C SM - Sensor Sheath Material: 321 SST B1 - Sensor Accuracy: Class B per IEC 60751 S3 - Sensor Wire Configuration: Single, 3-Wire E - Dimension Units: US Customary/English Units (inches) 0057 - Sensor Insertion Length (L): xxx.x inches, 0 to 078.5 inches in 0.25" increments. Example: 0020 = 2" or 0150 = 15" SL - Sensor Mounting Style (Fittings and Adapters): Spring Loaded Adapter E5 - Product Certifications: US Explosionproof M1 - 316SST Material Options: 316SST Wire on Tag XA - Transmitter Assembled To Sensor: Process Ready Assembly of Transmitter and Sensor XW - Thermowell Assembled To Sensor: Process Ready Assembly of Sensor and Thermowell TE-1901A TE-1911A TE-1921A TE-1931A | ROSEMOUNT, I
ROSEMOUNT TEMPERATURE SENSOR TE-19X1A1 (3.1) | Rosemount 214C Temperature Sensor 214CRTSMB1S3E0052SLM1E5XWXA 214C - Rosemount 214C Temperature Sensor RT - Sensor Type: RTD Thin-film, PT100, alpha = 0.00385, -50 to 450 Deg C SM - Sensor Sheath Material: 321 SST B1 - Sensor Accuracy: Class B per IEC 60751 S3 - Sensor Wire Configuration: Single, 3-Wire E - Dimension Units: US Customary/English Units (inches) 0052 - Sensor Insertion Length (L): xxx.x inches, 0 to 078.5 inches in 0.25" increments. Example: 0020 = 2" or 0150 = 15" SL - Sensor Mounting Style (Fittings and Adapters): Spring Loaded Adapter E5 - Product Certifications: US Explosionproof M1 - 316SST Material Options: 316SST Wire on Tag XA - Transmitter Assembled To Sensor: Process Ready Assembly of Transmitter and Sensor XW - Thermowell Assembled To Sensor: Process Ready Assembly of Sensor and Thermowell TE-1901A1 TE-1911A1 TE-1921A1 TE-1931A1 | EMERSON PROC
ROSEMOUNT TEMPERATURE SENSOR TE-19X1E (7.1) | Rosemount 214C Temperature Sensor 214CRTSMB1S3E0042SLM1E5XWXA 214C - Rosemount 214C Temperature Sensor RT - Sensor Type: RTD Thin-film, PT100, alpha = 0.00385, -50 to 450 deg C SM - Sensor Sheath Material: 321 SST B1 - Sensor Accuracy: Class B per IEC 60751 S3 - Sensor Wire Configuration: Single, 3-Wire E - Dimension Units: US Customary/English Units (inches) 0042 - Sensor Insertion Length (L): xxx.x inches, 0 to 078.5 inches in 0.25" increments. Example: 0020 = 2" or 0150 = 15" SL - Sensor Mounting Style (Fittings and Adapters): Spring Loaded Adapter E5 - Product Certifications: US Explosionproof M1 - 316SST Material Options: 316SST Wire on Tag XA - Transmitter Assembled To Sensor: Process Ready Assembly of Transmitter and Sensor XW - Thermowell Assembled To Sensor: Process Ready Assembly of Sensor and Thermowell TE-1901E TE-1911E TE-1921E TE-1931E | EMERSON PROC
ROSEMOUNT TEMPERATURE SENSOR TE-19X3F (8.1) | Rosemount 214C Temperature Sensor 214CRTSMB1S3E0032SLM1E5XWXA 214C - Rosemount 214C Temperature Sensor RT - Sensor Type: RTD Thin-film, PT100, alpha = 0.00385, -50 to 450 deg C SM - Sensor Sheath Material: 321 SST B1 - Sensor Accuracy: Class B per IEC 60751 S3 - Sensor Wire Configuration: Single, 3-Wire E - Dimension Units: US Customary/English Units (inches) 0032 - Sensor Insertion Length (L): xxx.x inches, 0 to 078.5 inches in 0.25" increments. Example: 0020 = 2" or 0150 = 15" SL - Sensor Mounting Style (Fittings and Adapters): Spring Loaded Adapter E5 - Product Certifications: US Explosionproof M1 - 316SST Material Options: 316SST Wire on Tag XA - Transmitter Assembled To Sensor: Process Ready Assembly of Transmitter and Sensor XW - Thermowell Assembled To Sensor: Process Ready Assembly of Sensor and Thermowell TE-1903F TE-1913F TE-1923F TE-1933F | EMERSON PROC
ROSEMOUNT TEMPERATURE TRANSMITTER TIT-19X1A (11.3) | Rosemount 3144P Temperature Transmitter 3144PD1A1E5DA1M5T1C8C4Q4HR7XA 3144P - Rosemount 3144P Temperature Transmitter D1 - Housing Style ¦ Material ¦ Conduit Entry Size: Field Mount, Dual-Compartment Housing ¦ Aluminum ¦ 1/2-14 NPT A - Transmitter Output: 4-20 mA with digital signal based on HART protocol 1 - Measurement Configuration: Single Sensor E5 - Product Certifications: FM Explosionproof, Dust Ignition-Proof and nonincendive approval DA1 - PlantWeb Advanced Diagnostic Functionality: HART Sensor and Process Diagnostic Suite: Thermocouple Diagnostic, Min/Max Tracking M5 - Display: LCD Display T1 - Transient Protector: Integral Transient Protector C8 - Low Alarm: Low Alarm (Standard Rosemount Alarm and Saturation Values) C4 - 5-Point Calibration: 5-Point Calibration (Requires the Q4 option code to generate a Calibration Certificate) Q4 - Calibration Certificate: Calibration Certificate (3-Point Calibration) HR7 - HART Revision Configuration: Configured for HART Revision 7XA - Assemble To Options: Sensor Specified Separately and Assembled to Transmitter TIT-1901A 0 to 200 DEG F TIT-1911A 0 to 200 DEG F TIT-1921A 0 to 200 DEG F TIT-1931A 0 to 200 DEG F | EMERSON PROC
ROSEMOUNT TEMPERATURE TRANSMITTER TIT-19X1A1 (3.3) | Rosemount 3144P Temperature Transmitter 3144PD1A1E5DA1M5T1C8C4Q4HR7XA 3144P - Rosemount 3144P Temperature Transmitter D1 - Housing Style ¦ Material ¦ Conduit Entry Size: Field Mount, Dual-Compartment Housing ¦ Aluminum ¦ 1/2-14 NPT A - Transmitter Output: 4-20 mA with digital signal based on HART protocol 1 - Measurement Configuration: Single Sensor E5 - Product Certifications: FM Explosionproof, Dust Ignition-Proof and nonincendive approval DA1 - PlantWeb Advanced Diagnostic Functionality: HART Sensor and Process Diagnostic Suite: Thermocouple Diagnostic, Min/Max Tracking M5 - Display: LCD Display T1 - Transient Protector: Integral Transient Protector C8 - Low Alarm: Low Alarm (Standard Rosemount Alarm and Saturation Values) C4 - 5-Point Calibration: 5-Point Calibration (Requires the Q4 option code to generate a Calibration Certificate) Q4 - Calibration Certificate: Calibration Certificate (3-Point Calibration) HR7 - HART Revision Configuration: Configured for HART Revision 7 XA - Assemble To Options: Sensor Specified Separately and Assembled to Transmitter TIT-1901A1 0 to 200 DEG F TIT-1911A1 0 to 200 DEG F TIT-1921A1 0 to 200 DEG F TIT-1931A1 0 to 200 DEG F | EMERSON PROC
ROSEMOUNT TEMPERATURE TRANSMITTER TIT-19X1E (7.3) | Rosemount 3144P Temperature Transmitter 3144PD1A1E5DA1M5T1C8C4Q4HR7XA 3144P - Rosemount 3144P Temperature Transmitter D1 - Housing Style ¦ Material ¦ Conduit Entry Size: Field Mount, Dual-Compartment Housing ¦ Aluminum ¦ 1/2-14 NPT A - Transmitter Output: 4-20 mA with digital signal based on HART protocol 1 - Measurement Configuration: Single Sensor E5 - Product Certifications: FM Explosionproof, Dust Ignition-Proof and nonincendive approval DA1 - PlantWeb Advanced Diagnostic Functionality: HART Sensor and Process Diagnostic Suite: Thermocouple Diagnostic, Min/Max Tracking M5 - Display: LCD Display T1 - Transient Protector: Integral Transient Protector C8 - Low Alarm: Low Alarm (Standard Rosemount Alarm and Saturation Values) C4 - 5-Point Calibration: 5-Point Calibration (Requires the Q4 option code to generate a Calibration Certificate) Q4 - Calibration Certificate: Calibration Certificate (3-Point Calibration) HR7 - HART Revision Configuration: Configured for HART Revision 7 XA - Assemble To Options: Sensor Specified Separately and Assembled to Transmitter TIT-1901E 0 to 200 DEG F TIT-1911E 0 to 200 DEG F TIT-1921E 0 to 200 DEG F TIT-1931E 0 to 200 DEG F | EMERSON PROC
ROSEMOUNT TEMPERATURE TRANSMITTER TIT-19X3F (8.3) | Rosemount 3144P Temperature Transmitter 3144PD1A1E5DA1M5T1C8C4Q4HR7XA 3144P - Rosemount 3144P Temperature Transmitter D1 - Housing Style ¦ Material ¦ Conduit Entry Size: Field Mount, Dual-Compartment Housing ¦ Aluminum ¦ 1/2-14 NPT A - Transmitter Output: 4-20 mA with digital signal based on HART protocol 1 - Measurement Configuration: Single Sensor E5 - Product Certifications: FM Explosionproof, Dust Ignition-Proof and nonincendive approval DA1 - PlantWeb Advanced Diagnostic Functionality: HART Sensor and Process Diagnostic Suite: Thermocouple Diagnostic, Min/Max Tracking M5 - Display: LCD Display T1 - Transient Protector: Integral Transient Protector C8 - Low Alarm: Low Alarm (Standard Rosemount Alarm and Saturation Values) C4 - 5-Point Calibration: 5-Point Calibration (Requires the Q4 option code to generate a Calibration Certificate) Q4 - Calibration Certificate: Calibration Certificate (3-Point Calibration) HR7 - HART Revision Configuration: Configured for HART Revision 7 XA - Assemble To Options: Sensor Specified Separately and Assembled to Transmitter TIT-1903F 0 to 300 DEG F TIT-1913F 0 to 300 DEG F TIT-1923F 0 to 300 DEG F TIT-1933F 0 to 300 DEG F | EMERSON PROC
ROSEMOUNT THERMOWELL | Rosemount 114C Thermowell 114CE0030TAB2SC017AR21R60 | EMERSON PROC
ROSEMOUNT THERMOWELL TW-19X1A (11.2) | Rosemount 114C Thermowell 114CE0040TAB2SC017AQ5Q8R21XW 114C - Rosemount 114C Thermowell E - Dimensional Units: English Units 0040 - Immersion Length (U): XXX.X in, 1/4" increments from 0.5" to 100". Example: 0005 for 0.5" or 0062 for 6.25" T - Mounting Style: Threaded AB - Process Connections: 3/4 - 14 ANPT 2 - Stem Style: Tapered Stem SC - Thermowell Material: 316/ 316L Dual Rated 017 - Head Length (H): XX.X in, 1/4" increments from 1.75" to 11.25". Example: 020 = 2" or 042 = 4.25" A - Instrument Connection: 1/2"-14 ANPT Q5 - External Pressure Test: External Pressure Test Q8 - Material Certification: Material Certification R21 - Thermowell Calculation: Thermowell Calculation XW - Sensor/ Thermowell Assemble to Options: Process ready assembly of a sensor and thermowell TW-1901A TW-1911A TW-1921A TW-1931A | ROSEMOUNT, I
ROSEMOUNT THERMOWELL TW-19X1A1 (3.2) | Rosemount 114C Thermowell 114CE0035TAB2SC017AQ5Q8R21XW 114C - Rosemount 114C Thermowell E - Dimensional Units: English Units 0035 - Immersion Length (U): XXX.X in, 1/4" increments from 0.5" to 100". Example: 0005 for 0.5" or 0062 for 6.25" T - Mounting Style: Threaded AB - Process Connections: 3/4 - 14 ANPT 2 - Stem Style: Tapered Stem SC - Thermowell Material: 316/ 316L Dual Rated 017 - Head Length (H): XX.X in, 1/4" increments from 1.75" to 11.25". Example: 020 = 2" or 042 = 4.25" A - Instrument Connection: 1/2"-14 ANPT Q5 - External Pressure Test: External Pressure Test Q8 - Material Certification: Material Certification R21 - Thermowell Calculation: Thermowell Calculation XW - Sensor/ Thermowell Assemble to Options: Process ready assembly of a sensor and thermowell TW-1901A1 TW-1911A1 TW-1921A1 TW-1931A1 | EMERSON PROC
ROSEMOUNT THERMOWELL TW-19X1B (4.2) | Rosemount 114C Thermowell 114CE0035TAB2SC017AQ5Q8R21XW 114C - Rosemount 114C Thermowell E - Dimensional Units: English Units 0035 - Immersion Length (U): XXX.X in, 1/4" increments from 0.5" to 100". Example: 0005 for 0.5" or 0062 for 6.25" T - Mounting Style: Threaded AB - Process Connections: 3/4 - 14 ANPT 2 - Stem Style: Tapered Stem SC - Thermowell Material: 316/ 316L Dual Rated 017 - Head Length (H): XX.X in, 1/4" increments from 1.75" to 11.25". Example: 020 = 2" or 042 = 4.25" A - Instrument Connection: 1/2"-14 ANPT Q5 - External Pressure Test: External Pressure Test Q8 - Material Certification: Material Certification R21 - Thermowell Calculation: Thermowell Calculation XW - Sensor/ Thermowell Assemble to Options: Process ready assembly of a sensor and thermowell TW-1901B TW-1911B TW-1921B TW-1931B | EMERSON PROC
ROSEMOUNT THERMOWELL TW-19X1C (6.2) | Rosemount 114C Thermowell 114CE0025TAB2SC017AQ5Q8R21XW 114C - Rosemount 114C Thermowell E - Dimensional Units: English Units 0025 - Immersion Length (U): XXX.X in, 1/4" increments from 0.5" to 100". Example: 0005 for 0.5" or 0062 for 6.25" T - Mounting Style: Threaded AB - Process Connections: 3/4 - 14 ANPT 2 - Stem Style: Tapered Stem SC - Thermowell Material: 316/ 316L Dual Rated 017 - Head Length (H): XX.X in, 1/4" increments from 1.75" to 11.25". Example: 020 = 2" or 042 = 4.25" A - Instrument Connection: 1/2"-14 ANPT Q5 - External Pressure Test: External Pressure Test Q8 - Material Certification: Material Certification R21 - Thermowell Calculation: Thermowell Calculation XW - Sensor/ Thermowell Assemble to Options: Process ready assembly of a sensor and thermowell TW-1901C TW-1911C TW-1921C TW-1931C | EMERSON PROC
ROSEMOUNT THERMOWELL TW-19X1E (7.2) | Rosemount 114C Thermowell 114CE0025TAB2SC017AQ5Q8R21XW 114C - Rosemount 114C Thermowell E - Dimensional Units: English Units 0025 - Immersion Length (U): XXX.X in, 1/4" increments from 0.5" to 100". Example: 0005 for 0.5" or 0062 for 6.25" T - Mounting Style: Threaded AB - Process Connections: 3/4 - 14 ANPT 2 - Stem Style: Tapered Stem SC - Thermowell Material: 316/ 316L Dual Rated 017 - Head Length (H): XX.X in, 1/4" increments from 1.75" to 11.25". Example: 020 =2" or 042 = 4.25" A - Instrument Connection: 1/2"-14 ANPT Q5 - External Pressure Test: External Pressure Test Q8 - Material Certification: Material Certification R21 - Thermowell Calculation: Thermowell Calculation XW - Sensor/ Thermowell Assemble to Options: Process ready assembly of a sensor and thermowell TW-1901E TW-1911E TW-1921E TW-1931E | EMERSON PROC
ROSEMOUNT THERMOWELL TW-19X1F (5.2) | Rosemount 114C Thermowell 114CE0025TAB2SC017AQ5Q8R21XW 114C - Rosemount 114C Thermowell E - Dimensional Units: English Units 0025 - Immersion Length (U): XXX.X in, 1/4" increments from 0.5" to 100". Example: 0005 for 0.5" or 0062 for 6.25" T - Mounting Style: Threaded AB - Process Connections: 3/4 - 14 ANPT 2 - Stem Style: Tapered Stem SC - Thermowell Material: 316/ 316L Dual Rated 017 - Head Length (H): XX.X in, 1/4" increments from 1.75" to 11.25". Example: 020 = 2" or 042 = 4.25" A - Instrument Connection: 1/2"-14 ANPT Q5 - External Pressure Test: External Pressure Test Q8 - Material Certification: Material Certification R21 - Thermowell Calculation: Thermowell Calculation XW - Sensor/ Thermowell Assemble to Options: Process ready assembly of a sensor and thermowell TW-1901F TW-1911F TW-1921F TW-1931F | EMERSON PROC
ROSEMOUNT THERMOWELL TW-19X3F (8.2) | Rosemount 114C Thermowell 114CE0015TAB2SC017AQ5Q8XW 114C - Rosemount 114C Thermowell E - Dimensional Units: English Units 0015 - Immersion Length (U): XXX.X in, 1/4" increments from 0.5" to 100". Example: 0005 for 0.5" or 0062 for 6.25" T - Mounting Style: Threaded AB - Process Connections: 3/4 - 14 ANPT 2 - Stem Style: Tapered Stem SC - Thermowell Material: 316/ 316L Dual Rated 017 - Head Length (H): XX.X in, 1/4" increments from 1.75" to 11.25". Example: 020 = 2" or 042 = 4.25" A - Instrument Connection: 1/2"-14 ANPT Q5 - External Pressure Test: External Pressure Test Q8 - Material Certification: Material Certification XW - Sensor/ Thermowell Assemble to Options: Process ready assembly of a sensor and thermowell TW-1903F TW-1913F TW-1923F TW-1933F | EMERSON PROC
ROSEMOUNT THERMOWELL TW-19X3G (9.2) | Rosemount 114C Thermowell 114CE0015TAB2SC017AQ5Q8XW 114C - Rosemount 114C Thermowell E - Dimensional Units: English Units 0015 - Immersion Length (U): XXX.X in, 1/4" increments from 0.5" to 100". Example: 0005 for 0.5" or 0062 for 6.25" T - Mounting Style: Threaded AB - Process Connections: 3/4 - 14 ANPT 2 - Stem Style: Tapered Stem SC - Thermowell Material: 316/ 316L Dual Rated 017 - Head Length (H): XX.X in, 1/4" increments from 1.75" to 11.25". Example: 020 = 2" or 042 = 4.25" A - Instrument Connection: 1/2"-14 ANPT Q5 - External Pressure Test: External Pressure Test Q8 - Material Certification: Material Certification XW - Sensor/ Thermowell Assemble to Options: Process ready assembly of a sensor and thermowell TW-1903G TW-1913G TW-1923G TW-1933G | EMERSON PROC
ROSEMOUNT TIT | Rosemount 3144P Temperature Transmitter 3144PD1A1E5PTM5T1C1C4Q4HR7XA | EMERSON PROC
ROSEMOUNT TIT 114C | 114CE0090FAC2SC030AQ35Q81XT 114C Rosemount 114C Thermowell E Dimensional Units: English Units 0090 Immersion Length: XXX.X in, 1/4" increments from 0.5" to 100". Example: 0005 for 0.5" or 0062 for 6.25" F Mounting Style: Flange, Full Penetration Weld AC Process Connections: 2" Class 150 2 Stem Style: Tapered Stem SC Thermowell Material: 316/ 316L Dual Rated 030 Head Length: XX.X in, 1/4" increments from 1.75" to 11.25". Example: 020 = 2" or 042 = 4.25" A Instrument Connection: 1/2"-14 ANPT Q35 NACE Approval: NACE Approval Q81 X-Ray: X-Ray XT Sensor/ Thermowell Assemble to Options: Hand tight assembly of a sensor and thermowell Assemble to 214C Marathon 21443-01 | EMERSON PROC
ROSEMOUNT TIT 214C | 214CRWSMA1S4E0120SLE5AT1C3UAE025WDX8Q4XT 214C Rosemount 214C Temperature Sensor RW Sensor Type: RTD Wirewound, PT100, α = 0.00385, -196 to 300 °C SM Sensor Sheath Material: 321 SST A1 Sensor Accuracy: Class A per IEC 60751 S4 Sensor Wire Configuration: Single, 4-Wire E Dimension Units: US Customary/English Units (inches) 0120 Sensor Insertion Length (L): xxx.x inches, 0 to 078.5 inches in 0.25" increments. Example: 0020 = 2" or 0150 = 15" SL Sensor Mounting Style (Fittings and Adapters): Spring Loaded Adapter E5 Product Certifications: US Explosionproof AT1 Connection Head: Aluminum with Terminal Strip C3 Conduit Entry: 3/4 inch NPT UA Extension Type: Union Style, 1/2 inch NPT, 1/2 inch NPT E025 Extension Length (E): 2.5 in WD Lead Wire Extension: Termination Style: Bootlace Ferrules X8 Temperature Range Calibration: Calibration with A, B, C and Calendar-Van Dusen Constants, Specified Temperature Range Q4 Calibration Certificate: Calibration Certificate XT Thermowell Assembled To Sensor: Hand Tight Assembly of Sensor and Thermowell Marathon 21443-01 | ROSEMOUNT, I
ROSEMOUNT TIT 3144PD | 3144PD1A1E5B5M5T1Q4C4 3144P Rosemount 3144P Temperature Transmitter D1 Housing Style ¦ Material ¦ Conduit Entry Size: Field Mount, Dual-Compartment Housing ¦ Aluminum ¦ ½-14 NPT A Transmitter Output: 4-20 mA with digital signal based on HART protocol 1 Measurement Configuration: Single Sensor E5 Product Certifications: FM Explosionproof, Dust Ignition-Proof and nonincendive approval B5 Mounting Bracket: "L" Mounting Bracket for 2-inch pipe or panel mounting - All SST M5 Display: LCD Display T1 Transient Protector: Integral Transient Protector C4 5-Point Calibration: 5-Point Calibration (Requires the Q4 option code to generate a Calibration Certificate) Q4 Calibration Certificate: Calibration Certificate (3-Point Calibration) Marathon 21443-01 | ROSEMOUNT, I
ROSEMOUNT TRANSMITTER | Rosemount MultiVariable Transmitter 4088A3P12A6R2A121AC12K5Q4 | ROSEMOUNT, I
ROSEMOUNT TT | Rosemount 3144P Temperature Transmitter 3144PD1A1K5M5XA | ROSEMOUNT, I
ROTECH 6X4-17, CS | ROTECH 1196 SERIES ANSI PUMP Size: 4X6-17 Group: XLR-17 Material of Construction: Casing: CS#150FF Impeller: 316SS trimmed at 15.89" Stuffing Box Cover: DI Big bore 17" Shaft: 4140 Sleeve: 316SS SEAL: SINGLE CARTRIDGE SEAL BIG BORE 2.5'' SSV WITH 316SS WETTED PARTS Power Frame: Prebuilt with inbuilt Rotech Labby seals Motor: ROTECH CHOICE MANUFACTURER 40HP/1200RPM/364T/NEMA/TEFC/230/460V/3PH/NONEXPLOSION PROOF COUPLING: FLEXIBLE SPACER COUPLING GUARD: OSHA NON SPARKING BASEFRAME: STEEL FABRICATED | ROSEMOUNT, I
ROTECH 6X4-17, SS | ROTECH 1196 SERIES ANSI PUMP Size: 4X6-17 Group: XLR-17 Material of Construction: Casing: 316SS #150FF Impeller: 316SS trimmed at 15.89" Stuffing Box Cover: 316SS Big bore 17" Shaft: 4140 Sleeve: 316SS SEAL: SINGLE CARTRIDGE SEAL BIG BORE 2.5'' SSV WITH 316SS WETTED PARTS Power Frame: Prebuilt with inbuilt Rotech Labby seals Motor: ROTECH CHOICE MANUFACTURER 40HP/1200RPM/364T/NEMA/TEFC/230/460V/3PH/NONEXPLOSION PROOF COUPLING: FELXIBLE SPACER COUPLING GUARD: OSHA NON SPARKING BASEFRAME: STEEL FABRICATED | ROTECH PUMPS
ROTECH PUMP | RoTech 3" x 4" x 8" Pump w/ 5.5" Trimmed Impeller | ROTECH PUMPS
ROTOR BEARING | ROTOR BEARING | STEALTH PUMP
ROTOR GEAR | ROTOR GEAR | INSTRUMENT M
ROTORK GEAR ASSEMBLY | ROTORK AB880 GEAR, 38:1 RATIO, WITH SG300/20 HANDWHEEL, 150MM B.C., SLOTTED FOR 37.97MM X 30.07" STEM, PADLOCK KIT P/N AB5588PADKIT, AND MOUNTING HARDWARE | INSTRUMENT M
ROUND | (6) 20' joints of 1" COLD ROLLED ROUND | CI ACTUATION
ROUND NIPPLE | 1/2" X 2.0" ROUND NIPPLE 316SS, SCHD 80 | USA INDUSTRI
ROUND TRIP | Allocated mileage per Prover | USA INDUSTRI
ROUND TRIP MILEAGE | (blank) | TEINERT META
ROU-S316-C- .75 | 3/4 3000# 316SS ROU - Complete (RECESSED PLATE WITH 0.31" BORE) | SPECIALTY EQ
ROU-S316-C-.375 | ROU-S316-C-.375 3/8 3000# 316SS ROU Union- Recessed Plate with 0.70 BORE | METER ENGINE
ROWMARK LASERMAX | ROWMARK LASERMAX VALUE BLACK/ WHITE 2PLY 1/16 | BUREAU VERIT
ROWMARK LASERMAX VALUE | BLACK/ WHITE 2PLY 1/16 | JOHNSON PLAS
RPB C40 CLIMATE CONT | (blank) | JOHNSON PLAS
RPCB2457 | 24X57 RT CAN PRL4 TYPE 3R Marathon 23406 | THE SHERWIN
RPCB3673 | PRL4 TYPE 3R ENCLOSURE 36X73.5 | ELLIOTT ELEC
RS-232 9C SR-PVC | RS-232, #22-9c, SR-PVC, O/A Foil+Braid, PVC Jkt, CMG | ELLIOTT ELEC
RS232 MODULE | FS8CM-1, RS232 Module | SUMMIT
RS25431 | ??? | VINSON PROCE
RT 1580000 | WALL FIXING KIT F-KL BRASS PU=4
RT 2433500 | Rittal Corporation WALL BKT FOR EX-AE TYPE 316 PU=4 | AWC, INC
RT 2500220 | Rittal Corporation SZ LED SYSTEM LIGHT 900 DC 24V | AWC, INC
RT 4127010 | DOOR SWITCH UL W/OUT CONNECTION CABLE, W/FIXING KIT | AWC, INC
RT 7119250 | 2U FIXED 19 COMPONENT SHELF 250D | AWC, INC
RT BX W/4 3/4 10EA | Job # 21109-10 R-DOT 21H4-2 2G RT BX W/4 3/4 | AWC, INC
RT EXPRESS MOD FEE | Express Mod Fee | DEALERS
RT JB060604HC | JB060604HC JB 6X6X4 HINGE COVER CARBON STEEL | AWC, INC
RT JB080606HC | JB080606HC JB 8X6X6 HINGE COVER CARBON STEEL | AWC, INC
RT JB080804HC | JB080804HC JB 8X8X4 HINGE COVER CARBON STEEL | AWC, INC
RT JB100806HC | JB100806HC JB 10x8x6 Hinge cover carbon steel, MFG PN: 8018104 | AWC, INC
RT JB101006HC | JB101006HC JB 10X10X6 HINGE COVER CARBON STEEL | AWC, INC
RT WM 603612NC | WM 60X36X12 CARBON STEEL 7035 | AWC, INC
RT WM161208NC | WM161208NC WM 16X12X08 CARBON STEEL 7035 | AWC, INC
RT WM201608NC | Wallmount Enclosure, 20 x 16 x 08 Inches, Carbon S | AWC, INC
RT WM202008NC | WM202008NC WM 20X20X08 CARBON STEEL 7035 | AWC, INC
RT WM242408N4 | WM242408N4 WM 24X24X08 304 #4 BRUSHED | AWC, INC
RT WM242412N4 | Wallmount Enclosure, 24 x 24 x 12 Inches, 304 Stai
RT WM302410N4 | WM302410N4 WM 30X24X10 304 #4 BRUSHED | AWC, INC
RT WM302410NC | Rittal Corporation Wallmount Enclosure, 30 x 24 x 10 Inches, Carbon S | AWC, INC
RT WM302412N4 | WM302412N4 WM 30X24X12 304 #4 BRUSHED | AWC, INC
RT WM302412NC | RT WM302412NC WM302412NC WM 30X24X12 CARBON STEEL 7035 Felix Job# 20107-01 | AWC, INC
RT WM303010N4 | Rittal Corporation Wallmount Enclosure, 30 x 30 x 10 Inches, 304 Stainless Steel | AWC, INC
RT WM303010NC | Rittal Corporation Wallmount Enclosure, 30 x 30 x 10 Inches, Carbon S | AWC, INC
RT WM362408N4 | WM362408N4 WM 36X24X08 304 #4 BRUSHED | AWC, INC
RT WM363010N4 | WM363010N4 WM 36X30X10 304 #4 BRUSHED
RT WM363012NC | WM 36X30X12 CARBON STEEL 7035 | AWC, INC
RT WM363016NC | 36X30X16 CARBON STEEL BOX | AWC, INC
RT WM363612NC | WM363612NC WM 36X36X12 CARBON STEEL 7035 Marathon Job# 20064 | AWC, INC
RT WM423612NC | 42x36x12 *Mfr: RITTAL CORPORATION *Mfr pn: 8017586 *UPC: 639889831636 | AWC, INC
RT WM603612NC | WM603612NC WM 60X36X12 CARBON STEEL 7035 | AWC, INC
RT WMSMB6 | WMSMB6 SLOTTED WALLMOUNT BRACKET-SS | AWC, INC
RT26192 | 2-1/2in-4in NPT HS Die f/1224 Treader set (Threading dies for Rigid Threader)
RT29963 | 35S Stainless Steel Tubing cutter | MALCOM SUPPL
RT29973 | 2PK E635 CUTTER WHEEL F/35S | MALCOM SUPPL
RT31025 | 18in HD pipe wrench. | ELLIOTT ELEC
RT35845 | RT35845 1-1/4" NPT TAP | MALCOM SUPPL
RT35850 | RT35850 1-1/2" NPT TAP | ELLIOTT ELEC
RT41020 | Replacement Jaw f/ BC410,510 | ELLIOTT ELEC
RT44185 | E1032 wheel RT44185 cutting Dies for 535 Ridgid threader. | MALCOM SUPPL
RTD | (blank) | MCCARTY EQUI
RTD 214CRT5MB1S4E0035SLE5 | ??? | STEALTH PUMP
RTD ASSEMBLY | VX-VRTD-050FT RTD ASSEMBLY, 50 FT. LONG, # DWG25466-600
RTD HEADS | Explosion Proof Aluminum Screw Cover Head,Class 1 Div. Div 1 Group B; 1//2"NPT Process Opening;3/4" NPT Conduit Opening;Buna N O-Ring;NEMA 4 & IP66 Rated; Triplex Ceramic Terminal Block with 4 Brass Terminals 10 PY 93C-343-4 *Mfr: PYROMATION *Mfr pn: 93C-343-4 | JM TEST SYST
RTD PROBE | RTD Probe | AWC, INC
RTD TRANSMITTER | RTD Transmitter 4-20mA 1 OT HRTD-FC-Q1-D1-002 $572.0000 $572.00 TBD *Mfr: Oleumtech *Mfr pn: HRTD-FC-Q1-D1-002 | JM TEST SYST
RTD1-P06-01 | RTD1-P06-01 | AWC, INC
RTD-SJ | RTD-SJ | SUMMIT
RTJ FLANGE | 6" 600# CS RTJ WN STD A105, WWM AML APPROVED | SUMMIT
RTJ GASKET | GASKET- R37 RTJ SS | CTAP
RTJ R31 | R31 RTJ | CITY PIPE
RTWM242412NC | rittal wallmount enclosure 24x24x12 carbon steel | CITY PIPE
RUBBER COUPLER #6 | ??? | AWC, INC
RUBBER COUPLER #7 | ???
RUBBER COUPLER #8 | ???
RUN CONDUIT AND PULL WIRE | Run Conduit and Pull Wire
RUPTURE DISC | ??? | 3W ENERGY SE
RUPTURE VALVE SENSOR | digital sensor to verify ruptured buckling pin Quote Ref: PSMUS-21-00047a
RUSH | ??? | BS&B
RVAPDLIB | RVAPDLIB - Professional Development Library
RVHSEPREM | RVHSEPREM - HSE Premium Library | VECTOR SOLUT
RXJ 2IN BP CONVERSION KIT | RXJ 2IN BP TO BPNV CONVERSION KIT | VECTOR SOLUT
RXK | RXK 3INBP TO BPNV-D CONVERSION KIT | KIMRAY INC.
RXK 3IN BP CONVERSION KIT | RXK 3IN BP TO BPNV CONVERSION KIT | KIMRAY INC.
RYG 2IN-D-S MASTER KIT | RYG 2IN-D-S MASTER KIT | KIMRAY INC.
S.E. 1/2" TUBING | 1/2" .065 WALL SS TUBING SMLS31608065 1/2" OD X .065" WALL 316SS SEAMLESS TUBING. Medallion 22308-01 thru 22317-01 | KIMRAY INC.
S.E. 3/8" CHECK VALVE 100 PSI | 3/8" T X 3/8" T 100# CRACKING PRESS, 6000# PSI 316SS, CHECK VALVE, VITON SEALS SUPERLOK Medallion 22308-01 thru 22317-01
S.E. 3/8" TUBING | 3/8" .065 WALL SS TUBING SMLS31606065 3/8" OD X .065" WALL 316SS SEAMLESS TUBING. Medallion 22308-01 thru 22317-01 | QUINCY COMPR
S.E. CHECK VALVE 25 PSI | 3/8" T X 3/8" T 25# CRACKING PRESS, 6000# PSI 316SS, CHECK VALVE, VITON SEALS SUPERLOK Medallion 22308-01 thru 22317-01 | SUMMIT
S/S RPH MS 1/4-20 X2 | S/S RPH MS 1/4-20 X2 | SUMMIT
S/W R7K111 | S/W R7K111 | STEALTH PUMP
S/W R7K15 | S/W R7K15 | SPECIALTY EQ
S000X100VAM PAN S000X100VAM | (blank) | SPECIALTY EQ
S100X250VATY | PAND S100X250VATY | SPECIALTY EQ
S-10749Y-PW | ??? | SPECIALTY EQ
S1110W8-210 | 3/4" NPT Temperature Control Valve, Steel Body, Self-Contained Thermostatic Control, 210F Controlling Temperature, 1/4" Weep Hole | FASTENAL
S1500TURBINEMETER | Daniel Series 1500 Turbine Meter 3" 150# ANSI / 285 psi MWP • CS body/flanges • 304SS internals with horizontal uni-directional blade type rotor • (2) pickoffs, (1) dual channel preamp (2818) • Flow range: 100 to 1000 BPH • Linearity: +/-0.15% • Model no TM150301AAF11B1B1A1AAC1J11AZHSMT | THE SHERWIN
S160 NIPPLES SIZE ½” X 4” | S160 nipples size ½” x 4” | THE SHERWIN
S20N11S10N | 10KVA TYPE EP TRANSFORMER 1PH 240X480-120/240V | SUMMIT
S20N11S15N | CH/ WEST S20N11S15N 15KVA TFMR | SUMMIT
S21SP | PLUG ANGLE UNIV 30/50A 125/250V 3P4W BK | FLUID POWER
S232 | 2G DPLX RCPT COVER | CHEROKEE M&C
S-300 M | S-300 M Water Trap model S-300 M | CITY PIPE
S41 6" CS,316,17-4 | S41 6" CS,316,17‐4,RTFE/SILI"Bray HPBFV ANSI Class 150. Lug Style.Body: ASTM A216 Gr WCB Carbon SteelDisc: ASTM A351 Gr CF8M Stainless SteelStem: 17‐4PH Stainless SteelSeat: RTFE with Silicone Rubber Energerizer, Lever Op 410600‐11001466 | ELLIOTT ELEC
S42 | PLUG ANGLE UNIV 30/50A 250V 2P3W VINYL BK | SUMMIT
S80 BUSHINGS 2”X ¾” | S80 bushings 2”x ¾” | ELLIOTT ELEC
S8848NK WIREWAY | Job# 21109-10 Charge back to moms meals | ELLIOTT ELEC
S-A SMFFR1 MANUAL STARTER | S-A SMFFR1 MANUAL STARTER | MIDSTREAM VA
S-A SMFH44 HEATER ELEMENT | S-A SMFH44 HEATER ELEMENT | ELLIOTT ELEC
SADDLE | ??? | CITY PIPE
SADDLE BOX | Saddle Box | DEALERS
SAE SPECIALTY FLANGE LUBE OIL MANIFOLD | W43-24-24U 11/2 CODE 61 FLANGE PAD- 11/2 FP W/HARDWARE
SAFERACK EXTRA PARTS | 3x3 platform and bolts, 2 x 3' handrails, with bolts, and ladder mounts with bolts. | FENDER
SAFETY CCOMPLIANCE FEE | (blank) | GT SOUTHWEST
SAFETY COMPLAINCE FEE | (blank) | SAFE RACK
SAFETY COMPLIANCE FEE | (blank) | PINNACLE
SAFETY GAUGE | Superior Products Enviromental Safety Gauge 3/4" x 33" C to C | PINNACLE
SAFETY GLASS | Safety Glass, Nemesis, KC Bl | PINNACLE
SAFETY GLASSES | Superior Products Enviromental Safety Gauge 3/4" x 32 1/2" C to C | UP&S, INC
SAFETY SWITCH | safety switch 30A/3P | THE PAINT
SAFETY YELLOW | kits of Safety Yellow | UP&S, INC
SAFETY YLW | Safety Yellow | ELLIOTT ELEC
SAMBO HWO | EXISTING 6" 300# NEWCO WEDGE GATE SAMBO V0M (3.25:1) BEVEL GEAR W/ 12" HANDWHEEL, INCLUDES MACHINED EXTENDED STEM NUT (REF: SCS PO#30179, LN 4). KINDER MORGAN CHANGE ORDER 24970-05 | THE SHERWIN
SAMMANBLKSSV1 | SAMPLER MANIFOLD BLOCK 316SS 4 PORTS | THE SHERWIN
SAMPLE CONDITIONING SYSTEM | Sample conditioning system, single Stream, contains A+Model 38M filter (liquid coalescing filter and liquid limiting membrane) and a Wallace and Tiernan adjustable bypass rotameter (0-1180 cc/minute). Membrane replacement kit is ABB Part No. 2104625-001 P/N 2105235-001 White Water Midstream Job# 20517 and 20518 | MIDSTREAM VA
SAMPLE POT | (blank) | CHEMTEC
SAMPLE POT COATING | 1EA - 15 gallon sample Pot Internal Corvel | SOUTHERN PET
SAMPLE POT COATING DELEK | Sample Pot Coating Delek Job# 22065, 22256 & 22257 | ULTIMATE WEL
SAMPLE POT FAB | (blank) | NORTH BASIN
SAMPLE POT MATERIAL | All material on Quote #226202001 | ALCOM
SAMPLE POT MATERIAL 2 | ??? | ULTIMATE WEL
SAMPLE POT O-RING | Buna Sample Pot O-Ring | TEINERT META
SAMPLE POT PUMP | Roper 2AM03 Gear Pump with Relief Valve, 1HP, 1800RPM, TEFC Electric Motor, TB Woods 3-piece Lovejoy style coupling, OSHA approved guard on a channel iron baseplate
SAMPLE POT PUMP/MOTOR ASSEMBLY | Pump Model: CD100AI-400-6A111Y-100-36-1X6 12:00 orientation of the volupe and the motor junction box | CITY PIPE
SAMPLE POTS | Sample Receiver Tank Body size: 16” nom Capacity: 15 Gallon Materials of construction: Shell: SA106 Gr B Couplings: SA105 End cap: SA234 WPB External: SA36 Nozzles: 1. 2” 3000# Half coupling (LAH) (1) 1” 3000# Half coupling (drain) (4) 3/4” 3000# half coupling Design code / Construction Standard ASME VIII Div 1 (with stamp) Design parameters: Pressure: 150 PSIG Temperature: -20 / +250 Deg F Corrosion allowance: 0.0625” Legs: (4) Legs constructed from flat bar Closure: Nevis Series AD proprietary design, integral to shell Reverse bevel style, Eye Bolt style bolting | BASIN ENGINE
SAMPLE POTS FOR STOCK | 15 gal Sample Pots for stock | PRICE PUMP
SAMPLE PROBE | 3/4" X 1/4" U4.0" 304SS, .385 BORE SAMPLE PROBE | TASK OIL AND
SAMPLE PROBE BLANKET | Welker PN: HBALE2SSKOIR BLANKET, LE2SSKOIR $210.00 ea. / 4-5 Weeks ARO | ULTIMATE WEL
SAMPLE PROBES | ??? | SPECIALTY EQ
SAMPLE REGULATOR | ??? | VANZANDT CON
SAMPLE SYSTEM | Sample conditioning system, single Stream, contains A+Model 38M filter (liquid coalescing filter and liquid limiting membrane) and a Wallace and Tiernan adjustable bypass rotameter (0-1180 cc/minute). Membrane replacement kit is ABB Part No. 2104625-001 P/N 2105235-001
SAMPLE SYSTEM - 1000-4111-0 | Complete assembled sample system c/w block valve, SS regulator with pressure gauge, 33M coalescing/membrane filter with liquid-stop and sample sweep, rotameter with regulating valve, calibration port mounted on an anodized aluminium back panel c/w 1/8" SS fittings and interconnecting tubing
SAMPLE SYSTEM 1000-1111-0 | Complete assembled sample system c/w block valve, SS regulator with pressure gauge, model 122coalescing filter, sample sweep, 3-way calibration port, rotameter with regulating valve mountedon an anodized aluminium back panel c/w 1/8" SS fittings and interconnecting tubing.REF QUOTE #MC220531-SCS-331S-R1 | SOUTHERN PET
SAMPLER | ??? | ENVENT TECH
SAMPLING PROBE | ??? | ENVENT TECH
SAN ANTONIO SAGE SW7731 | San Antonio Sage SW7731 5 gal kit
SAND FILTER MATERIAL | ???
SAS660499 | SAS Safety Thickster Powdered Disposable Gloves | THE SHERWIN
SATELLITE ADDITION1 | ???
SATELLITE ADDITION2 | ??? | THE SHERWIN
SATELLITE ADDITION3 | ???
SATELLITE ADDITION4 | ???
SATELLITE ADDITION5 | ???
SATELLITE ADDITION6 | ???
SATELLITE ADDITION7 | ???
SATELLITE ADDITION8 | ???
SATELLITE ADDITION9 | ???
SBC200ALFL 2IN ALUM BREAKAWAY | SBC200ALFL 2in Alum Flange Industrial Breakaway
SBC300ALFL 3IN ALUM BREAKAWAY | SBC300ALFL 3in Alum Flange Industrial Breakaway
SB-M-3-1/2HP-2B | SB-M-3-1/2HP-2B Motor 1/2 HP 208-230/460V 3 Phase 60/50 Hz TEFC 56C Class 1 Div. 2 B, C & D | THE SLOAN BR
SB-MO-DNFT-T-PRG-PS | SB-MO-DNFT-T-PRG-PS Programmable No Flo Switch, DC or AC, 20 Sec to 4 Min 15 Sec Timer, LED Indicator & Proximity Switch Wiring | THE SLOAN BR
SBVH3603S16S316 | 360H-SERIES BALL VALVE, 1" OD LEVER HANDLE, 5000 PSI, SS SUPERLOK | HOSE OF SOUT
SC 14HUG32AA | Siemens Non-reversing motor starter, Size 3, Three phase full voltage, Solid-state overload relay, OLR amp range 25-100A, 110 120/220 240VAC 60Hz coil, Non-combination type, Enclosure type (open), No enclosure | HOSE OF SOUT
SC 3SU11526AA401AA0 | Indicator light, 22mm, round, metal, shiny, green, smooth lens, with holder, led module, with integrated led 24V AC/DC, screw terminal | SPECIALTY EQ
SC 52PL4E2XB | 30mm Command/52, Chrome Finish Heavy Duty,Watertight/Oiltight Complete Metal Unit Illuminated Indicator Light Full Voltage type, 120V AC/DC LED Lamp, BA9s Plastic Lens, Red UL Listed, CSA Certified NEMA 1,3,3R,4,4X,12,13 ( & ) Automotive Standards | AWC, INC
SC 52PL4L3 | 30mm Command/52, Chrome Finish Heavy Duty,Watertight/Oiltight Complete Metal Unit Illuminated Indicator Light Full Voltage type, 24V AC/DC Integrated LED Plastic Lens, Green UL Listed, CSA Certified NEMA 1,3,3R,4,4X,12,13 ( & ) Automotive Standards | AWC, INC
SC 5SJ4110-7HG40 | MCB UL489 1-P 10A C-TRIP SAME POLARITY TO UL 489, SAME POLARITY 15 KA, 1-POLE, C, 10 A, D=70 MM MINIATURE CIRCUIT-BREAKER 240 V | AWC, INC
SC 5SJ4111-7HG40 | Siemens Mini CB 240v, 14ka, 1-pole.C, 5a, UL 489 | AWC, INC
SC 5SJ41187HG40 | MCB UL489 1-P 15A C-TRIP SAME POLARITY MINIATURE CIRCUIT-BREAKER 240 V 15 KA, 1-POLE, C, 15 A, D=70 MM TO UL 489, SAME POLARITY | AWC, INC
SC 5SJ4118-7HG40 | Siemens Mini CB 240v, 14ka, 1-pole.C, 15a, UL 489 | AWC, INC
SC 5SJ4120-7HG40 | MCB UL489 1-P 20A C-TRIP SAME POLARITY TO UL 489, SAME POLARITY 15 KA, 1-POLE, C, 20 A, D=70 MM MINIATURE CIRCUIT-BREAKER 240 V | AWC, INC
SC ECGB10 | SC ECGB10 Siemens Siemens Low Voltage Residential Specialty Load Centers: Ground Bar Kits for Legacy load centers. 10 positions. for Legacy load centers. 10 positions . | AWC, INC
SC100 FLEX CONN 1IN 90D | Job # 21109-10 Charge back to moms meals | AWC, INC
SC-13 RECONDITIONED METER | SC-13 reconditioned Meter Pioneer order# 21363 | AWC, INC
SC150 FLEX CONN 1-1/2 | Job # 21109-10 Charge back to moms meals | CAMERON MEAS
SCADAPACK | ??? | DEALERS
SCADAPACK PANEL | ??? | DEALERS
SCALABLE PRESSURE TRANSMITTER | SCALABLE PRESSURE TRANSMITTER 3051S2CD3A2B12A1AC8D4DOE5Y2M5Q4Q8T1
SCALE LABEL PRINTER | Model# H-7978 Low Profile Floor Scale Label Printer
SCE-ARK36 SAGINAW KIT | SCE-ARK36 Saginaw Kit | ROSEMOUNT, I
SCE-CF10 | (blank) | ULINE
SCE-CF10 FANS | (blank) | E & I SALES
SCE-DHA14 | SAGINAW-14 GA DOOR HINGE ASSY (6H X 6W X 1D) | DK CONTROLS
SCE-DLSBB | SAGINAW-DOOR LATCH- SLOTTED- BLACK (2H X 2W X 1D) | DK CONTROLS
SCE-FLT88 | (blank) | DYKMAN ELEC
SCE-N12FA10HF | Fan Assy 12.8”x12.8”x6.24” | DYKMAN ELEC
SCE-PLWKB | SAGINAW-PADLOCKING WINGKNOB DOOR LATCH 1.33H X 1.1W X 1.1D) | DK CONTROLS
SCE-RD65VR36 | SAGINAW-DOOR REPLACEMENT-3R 61.33H X 35.63W X 0.83D | DK CONTROLS
SCE-VTH3616 | SCE-VTH3616 Top of VFD | DYKMAN ELEC
SCH 160 NIPPLE | NIPPLE- 1/2 X 4 SCH 160 BLK CS SMLS TBE | DYKMAN ELEC
SCH 40 1" 10' PVC CONDUIT | SCH 40 1" 10' PVC CONDUIT | DK CONTROLS
SCH160 NIPPLE | NIPPLE- 1 X 2-1/2 SCH 160 BLK CS SMLS TBE | CITY PIPE
SCHNEIDER 200HP VFD | VFD4200-CT-630-XTO-SPL 72x36x24 NEMA 3R, Free-Standing Enclosure to include, 65kaic Main Breaker w/ Flange Mount Operator, Lightning Arrestor, 24565600HP ATV630 VFD w/ Door Mounted Keypad, JOG/OFF/AUTO,Control Transformer Upgraded to 1500 VA 240x480v-120/115/110v ,Pilot Lights for Shutdowns: Vibration, High Discharge Pressure, Lubrication Level, Low Oil Level, Spare, Control Relays Upgraded to 120v AC Add Breaker to Run 3/4 hp 120v Sample Pump Motor, Terminals and DRy Contacts for Field Use. Panel is to be UL 508 Listed and will be sent with a Laminated Schematic. | ELLIOTT ELEC
SCHNEIDER 400HP VFD | 72x72x24 NEMA 3R, Free-Standing Enclosure to include, 65kaic Main Breaker with through the door operator, Lightning Arrestor, 400HP ATV630 VFD w/ Door Mounted Keypad, JOG/OFF/AUTO,Control Transformer Upgraded to 3000 VA 240x480v-120/115/110v ,Pilot Lights for Shutdowns: Vibration, High Discharge Pressure, Lubrication Level, Low Oil Level, Spare, Control Relays Upgraded to 120v AC Add Breaker for 3/4 hp 120v Sample Pump Motor, Terminals and Dry Contacts for Field Use. Panel is to be UL 508 Listed and will be sent with a Laminated Schematic. | CITY PIPE
SCHNEIDER VFD | 50 hp VFD cabinet with: Wallmount Type 3R Enclosure 47" High x 27" Wide " x 14" Deep, Main breaker with through the door operator,Schneider ATV630 Variable Torque, Lightning arrestor,Fan and filters for cooling, Control transformer fused primary and secondary, HOA in Door, VFD Keypad in door with cover, Laminated schematics, UL508, 24 hours phone support. | DK CONTROLS
SCOTCHPADS | Pads | DK CONTROLS
SCRAP CAR | (blank) | DK CONTROLS
SCREWDRIVER SET | SCREWDRIVER SET, ELECTRONICS SLOTTED/PHILLIPS, 5PC | THE SHERWIN
SCREWS | Zinc plated steel No. 8 x 1 in. self drilling pan head Phillips screws in Invincibox;. Bit size No. 2. Package of 100 | LOVINGTON
SCRUBBER | NVS-12-42-200-4F-C | ELLIOTT ELEC
SCRUBBER VESSEL | Scrubber Vessel 12" NOM OD X 42" S/S | GRAYBAR
SCRUBBER VESSEL FILTER ELEMENT | Scrubber Vessel Filter Element: KR1250-036P Air/Oil Sep ***Stock in Pampa, TX | NRTH TX PRES
SCS 22512 | Insulation sheet metal enclosure kit One Kit will consist of 272pcs Material: 1.5" Polyester foam with black urethane facing w/PSA , same material as SCS P6160074. Method of Cut: Waterjet, One Kit will consist of 10 sheets 54"x 108" TOLERANCE: +/- .100" | KMI FAB
SCS 23420 | 1.5" Acoustic Complete Insulation Package w/PSA Material: 1.5" Polyester foam with black urethane facing w/PSA MOQ 600 LF Parts will be waterjet One kit consist of 13 P/Ns. (4 pcs for every P/N , except P/N SD-26.625 = 8 pcs and LD 31.125 =20 pcs for total of 72 pcs). TOLERANCE: +/-.100" | HI PLAINS
SCS DESERT TAN SPRAY PAINT | (blank) | CONCOTE CORP
SCS DIAPHRAGM | SCS DIAPHRAGM NITRILE for SCS Volume Regulators | CONCOTE CORP
SCS GOS-20DIA-55SS-8 | Suction Scrubber Vessel, Insulating Jacket | THE SHERWIN
SCS LANYARDS | (blank) | MIDCO MACHIN
SCS P6160074 | 1.5" PSA Acoustic Ins Sheet Metal Encl. | CONCOTE CORP
SCS PIPEWRAP12 | INSULATED PIPEWRAP 12" Similar blanket material construction as AMC VRU-2000 Materials: 1" Foam with Scrim PSA laminated to the PTFE Fabric Length of part is 12", tabs/velcro to wrap around 1" and 1.5" diameter metal pipe/tube. Velcro/tab needs to be long enough for both diameters.. See Ampelio if more information is necessary | STOUT IMAGES
SCS PIPEWRAP18 | INSULATED PIPEWRAP 18" Similar blanket material construction as AMC VRU-2000 Materials: 1" Foam with Scrim PSA laminated to the PTFE Fabric Length of part is 18", tabs/velcro to wrap around 1" and 1.5" diameter metal pipe/tube. Velcro/tab needs to be long enough for both diameters. See Ampelio if more information is necessary | CONCOTE CORP
SCS PIPEWRAP6 | INSULATED PIPE WRAP 6" Similar blanket material construction as AMC VRU-2000 Materials: 1" Foam with Scrim PSA laminated to the PTFE Fabric Length of part is 6", tabs/velcro to wrap around 1" and 1.5" diameter metal pipe/tube, velcro/tab needs to be long enough for both diameters. See Ampelio if more information is necessary | CONCOTE CORP
SCS SS-16DIA-65SS | Suction Scrubber Vessel, Insulating Jacket Material: 1" Foam with Scrim PSA laminated to the PTFE Fabric Similar blanket construction as AMC VRU-2000 Similar blanket construction as AMC VRU-2000 Materials: 1" Foam with Scrim PSA laminated to the PTFE Fabric | CONCOTE CORP
SCS SS-20DIA-55SS | Suction Scrubber Vessel, Insulating Jacket | CONCOTE CORP
SCS WHITE SPRAY CANS | SCS White spray cans | CONCOTE CORP
SCTK-1D | SCTK-1D Splice Temination Boot Kit | CONCOTE CORP
SCTK-1D SPLICE TEMINATION | SCTK-1D Splice Temination Boot Kit | THE SHERWIN
SCTK-1D TERMINATION BOOT KIT | SCTK-1D Termination Boot Kit | DSI
SCTK-1D TERMINATION BOOT KIT FOR DE-B | SCTK-1D Termination Boot Kit for DE-B | DSI
SCULLY | 08220 F ST-47-115 ELK,GNDHOG GND PROVING CONT | DSI
SCULLY CLAMP | 08815NV 15-30325 F SC-47CC/CLMP SCULCON BOX,BLK COIL,32' | DSI
Scully Clamp & Coil | ??? | SCULLY SIGNA
Scully Ground System | ??? | SCULLY SIGNA
Scully Groundhog | Item# 08508 F ST-47-115 EL,GRDHOG GND Proving CONT
SCULLY GROUNDHOG | Item# 08508 F ST-47-115 EL,GRDHOG GND Proving CONT
SCULLY GROUNDING | FST-47-115EL, GNDHOG GND PROVING CONT 15-30325 FSC-47CC/CLAMP SCULCON BOX, 32' COIL FST-115-115EL SGL PT THMS CONT FSJ-4D POLE PATTERN SKT, 4 PIN FSP-PYIO OPTIC/4P PORT CANE 36", 20' CA
SCULPTURED CORNER OUTSIDE | Sculptured Corner outside Charcoal Gray 20'L Jacob Froman
S-CURFLO-UNIT-3 | Curflo Ansi 3x4-10 MTX Duplex Carbon steel pump with 7.250" impeller trim and AES t-1 Seal with Big Bore Gland driven by a WEG 30HP 3600RPM 3 ph TEFC 460V Electric Motor skid mounted with TB woods coupling set and gaurd | SCULLY SIGNA
SCVU8TSS | ??? | BULLDOG STEE
SDR1 | WIRE MARKER TAPE REFILL ROLL SDR-1, 50/CASE
SDR2 | WIRE MARKER TAPE REFILL ROLL SDR-2, 50/CASE | ELLIOTT ELEC
SE00W123BKPCS | 12/3 SEOOW 600V BLACK CORD PCS | ELLIOTT ELEC
SE00W144PCS | 14/4 SEOOW 600V BLACK CORD PCS | DSI
SE00W164BK250 | 16/4 SEOOW 600V BLACK CORD 250' REEL | ELLIOTT ELEC
SE00W164BKPCS | 16/4 SEOOW 600V BLACK CORD PCS | ELLIOTT ELEC
SE00W64PCS | 6/4 SEOOW 600V BLACK CORD PCS | ELLIOTT ELEC
SE00W83BKPCS | 8/3 SEOOW 600V BLACK CORD PCS | ELLIOTT ELEC
SE2F1947ATP035 | Tube Trace 1/4" Tube, 316SS SMLS, VSX HT-15-1 w/ft. 120 Vac, .035 wall TK OJ/Fluoropolymer ATP Jacket Type | ELLIOTT ELEC
SE-3F1-64-7-ATO-035 | SE-3F1-64-7-ATO-035 - 3/8"x.035 SMLS 316 SS Heated, HTSX 9-1 OJ, | ELLIOTT ELEC
SEAL | 2 1/4" WSC2 SEAL LEROI HG17 SEAL SCGL/SCGL/VITON | CHEROKEE M&C
SEAL 1-3/8 | ??? | WORLD SEALIN
SEAL CHANGE | Install new pump seal on LACT unit charge pump. Including field service and mileage
SEAL KIT | 2" 150 DuraSeal Seal Kit P/N: SK1V | STEALTH PUMP
SEAL P/N H70054 | 16” strainer fitted with 24” Yale Fig 500 closure, Viton grade seal | FRANKLIN VAL
SEAL POT | (blank) | TASK OIL AND
SEAL POT FAB | (blank) | ULTIMATE WEL
SEAL POT PRESSURE CONTROL VALVE | NPS 1/2 24000S, DVC7K/DVC6200/DVC2000 | ULTIMATE WEL
SEAL POTS | (blank) | VINSON PROCE
SEAL REPLACEMENT KIT | Two Year Operational Spares | ULTIMATE WEL
SEAL T-1 | ??? | BS&B
SEALANT | PIPE THREAD 1 QUART RECTORSEAL NO.5 SEALANT
SEALANT- PIPE THREAD | SEALANT- PIPE THREAD W/ TEFLON BRUSH TOP CAN 1 PINT BLUE MONSTER 76005 | CITY PIPE
SEALANT PIPE THREAD 1 PINT | Rectorseal No. 5 | CITY PIPE
SEALANT QUART RECTORSEAL #5 | (blank) | CITY PIPE
SEALPOT | (blank) | CITY PIPE
SEALPOT FAB | (blank) | ULTIMATE WEL
SEALS | 1.875 CSSN ANSI+CAR/SIC/VITON.BIG BORE CARTRIDGE | ULTIMATE WEL
SEALS PART # 0538 | Seals Part # 0538 | STEALTH PUMP
SEAMLESS TUBING | 500' OF 1/2" OD X .035" WALL 316SS SEAMLESS TUBING | PRICE PUMP
SEARCH ENGINE MARKETING SERVICE | Search Engine Marketing Services - One-Time GA4 (Google Analytics 4) and Reporting Set up | SPECIALTY EQ
SECO KIT-1 | PELICAN 1700 Protector Long Case watertight, crushproof, and dustproof RIDGID38033 1/4" MODEL 604 TUBING BENDERS RIDGID38043 3/8" MODEL 606 TUBING BENDERS RIDGID38048 1/2" MODEL 608 TUBING BENDERS RIDGID 35S STAINLESS STEEL TUBING CUTTER 1/4" TO 1-3/8" CAPACITY RIDGID29983 MODEL 223S REAMER, INNER/OUTER, FOR STAINLESS STEEL TUBING, 1/4" - 1-1/4" CAPACITY 468DGG GAP GAGE TOOL 1/4", 3/8", & 1/2" COMBO FOR OD TUBING FITTINGS TYLOK 4-DPST ¼" TUBE FITTING PRESET TOOL TYLOK 6-DPST 3/8" TUBE FITTING PRESET TOOL TYLOK 8-DPST ½" TUBE FITTING PRESET TOOL | MARKETING RE
SECURITY INSTALL | All parts and labor per Quote #15501 | SPECIALTY EQ
SEDGE | sedge 2” to 1” 2000# | DIVIDIA TECH
SEL SW 3P KNB SPR-L C3 | SEL SW 3P KNB SPR-L C3 | CITY PIPE
SELF TAPPING SCREWS | 25 PACK OF 1/4" X 2" SELF TAPPING SCREWS, 410 STAINLESS STEEL | ELLIOTT ELEC
SENSOR | Rosemount 214C Temperature Sensor 214CRWSMB1S4E0062SLE5UAE030XAXT | CITY PIPE
SENSOR 214C | Rosemount 214C Temperature Sensor 214CTTSMT1SGE0047SLE5XAXT Whitewater Midstream Job# 21300 | ROSEMOUNT, I
SENSOR 214CRTSMB1D3E002 | Rosemount 214C Temperature Sensor 214CRTSMB1D3E0025SLE5XA | ROSEMOUNT, I
SENSOR 214CRTSMB1D3E0025SLE5 | Rosemount 214C Temperature Sensor 214CRTSMB1D3E0025SLE5 | ROSEMOUNT, I
SENSORS | ??? | ROSEMOUNT, I
SEOOW164PCS | 16/4 SEOOW 600V BLACK CORD PCS
SEOOW63BKPCS | 6/3 SE00W 600V BLACK CORD PCS | ELLIOTT ELEC
SER-000001-000 | REPAIR AT CUSTOMER SITE | ELLIOTT ELEC
SER-000002-000 | PROVER START-UP DOMESTIC ALL MODELS | FLOW MANAGEM
SER-000009-000 | TRAVEL COSTS-OVERNIGHT | FLOW MANAGEM
SER-000032-000 | TRAVEL TIME FOR TECHNICIAN | FLOW MANAGEM
SER-000044-000 | ENGINEERING SERVICE FEE STANDARD | FLOW MANAGEM
SER-000055-000 | COMPLETE SEAL CHANGE SN:000629 | FLOW MANAGEM
SER-000067-000 | MILEAGE FOR SERVICE TRUCK | FLOW MANAGEM
SERIES 642 TRANSMITTER | Series 642 (4 to 20) mA Programmable HART Field Transmitter - With Explosion Proof Aluminum Housing - Glass Cover With Digital Display - Sensor Input: - RTD (3-Wire) - 100 ohm Platinum - Temperature Coefficient 0.00385 ohms per Degree C - Upscale Burnout - Range: (0 - 400)F | FLOW MANAGEM
SERVICE | Tire repair, Invoice #3148672 | PYROMATION
SERVICE - TOTAL | Service-Replacement fan motor on the Atlas Copco Dryer FD245 S/N ITJ150550 | FRANKILN & S
SERVICE CALL | Unit quit running | MS AIR
SERVICE CALL - LABOR CHARGE | Forklift repair, Doosan, model #G30P-5, Serial #FGAOC-1820-03034 | SHOPPA'S
SERVICE CALL - LASER ALIGNMENT | (blank) | SHOPPA'S
SERVICE CALL - REPAIR | Service call on dryers having issues Work Order #34497-1, 09/27/2023 10:00 AM, 09/27/2023 04:00 PM, Antonio Ramirez Arrived on site Checked in with MOD When arrived drier was at 78 degrees Checked the high pressure switch unit kicked on Blew the coil out was extremely dirty While unit was running Condenser fan motor struggling to turn Need to replace fan motor Checked pressures everything looks good Looked over second drier Blew coil out Checked pressures Unit working properly Dew point 36 degrees Looked over compressors Oil levels good Blew coolers out Checked all drains on site Everything working properly All work complete at this time | ODESSA PUMPS
SERVICE CALL - REPAIR FORKLIFT | Forklift repair, Doosan, model #G30P-5, Serial #FGAOC-1820-03034 | MS AIR
SERVICE CALL ON 200 HP MOTOR | INSTALL A NEW 200HP MOTOR 9/18 Loaded up motor on my pick up truck bed Drove to location Talked with customer about work needed Original motor has RDT wires but hole where vibration switch is threaded was broken off ( cast iron ) New motor has no RDT wired and did not was drilled and taped for vibration switch or inner ground . Tried figuring out if motor was correct, found out new motor did not have RDT Wires and was not drilled and tapped for vibration switch Customer had me on stand by while they got game plan going. Took a lunch break , Customer figured out swapping front hosing cover on both motors would solve the issue and getting the cover of the new motor drill and taped and installed on original motor will solve the issue , removed both cover carefully and test fit them Everything looks like it’s gonna work Customer will call back when cover returns to finish install | SHOPPA'S
SERVICE CALL TO REPLACE PENDANT | For overhead crane | ODESSA PUMPS
SERVICE DOOSAN | Service DOOSAN | FIM CRANES
SERVICE LABOR | (blank) | SHOPPA'S
SERVICE ORDER | SO-0010124, OP Service Tech for Twin Eagle Sand Logistics | ODESSA PUMPS
SERVICE POST | SERVICE POST | ODESSA PUMPS
SERVICE POST CONN | Service Post Conn | ELLIOTT ELEC
SERVICE PUMP | Includes Labor, Mileage and parts per SO# 191070 | ELLIOTT ELEC
SERVICE REPAIR | Perform Service Repair to C-track System for SER #SCRNH0153 Includes: Labor and Mileage | KNIGHTEN MAC
SERVICE REPAIR - HOURLY | SERVICE REPAIR - HOURLY | FIM CRANES
SERVICE REPAIR CALL | Unit will not go forward | FLOW MANAGEM
SERVICE TRUCK | 5.5 HR Service Truck | SHOPPA'S
SERVICE WORK | Service work on two skids, 2 mechanics on site, mileage and consumables per Order #205468 | EXPANSE
SERVICE WORK - PROVER | ??? | KNIGHTEN MAC
SERVICE/MOBILE CALL | (blank)
SERVICES | pump repair on site | SHOPPA'S
SERVICES PROVIDED | Removed burnt meter base from bank pole and changed out blown fuse. Energized bank and checked voltage on secondary side of transformers. We opened doors on cutouts to de-energize transformers. Will need to return to set new meter base and riser. | ROTECH PUMPS
SES - 120VAC COIL | 55-501336G002 Pioneer 21802-01 | 3W ENERGY SE
SES - MT0050A | SIEM MT0050A CONTROL TRANSFORMER,50VA,240/480-120V. Pioneer 21802-01 | SUMMIT
SES - SIZE 3 STARTER | GE 341E0X4DAC1AAL SZ3 Pump Panel 480V 3R Fusible Disconnect 100A Fuse Pioneer 21802-01 | SUMMIT
SES 10250T101 | CH/ WEST 10250T101 PUSHBUTTON OPERATOR 30.5MM, MOMENTARY, STANDARD BLACK BUTTON Marathon 21282-01 | SUMMIT
SES 10250T2 | Contact Block 2 N/O Marathon Titus CTB 18 21857-01 | SUMMIT
SES 10250T2 MBW | CH/ WEST 10250T2 CONTACT BLOCK, 2NO, FOR 30.5MM, PRESSURE TERMINALS Marathon Boll Weevil 21896-01 | SUMMIT
SES 10250T2C | Eaton Contact Block, 30mm, 2 NO Marathon Titus CTB 18 21857-01 | SUMMIT
SES 10250T2C MBW | Eaton Contact Block, 30mm, 2 NO Marathon Boll Weevil 21896-01 | SUMMIT
SES 10250T3C | Eaton Contact Block, 30 mm, 2 NC Marathon Muskie 21840-01 | SUMMIT
SES 10250T3C MBW | Eaton Contact Block, 30mm, 2 N2 Marathon Boll Weevil 21896-01 | SUMMIT
SES 10250T5 | CH/WEST 10250T5 PUSH/PULL OPERATOR, 30.5MM, MAINTAINED, NEMA 4, 4X & 13 Marathon 21282-01 | SUMMIT
SES 10250T51C | CH/WEST 10250T51C CONTACT BLOCK, 1NC, FOR 30.5MM, CLEAR, PRESSURE TERMINALS Marathon 21540 & 21541 | SUMMIT
SES 10250TA56Y | CH 10250TA56Y PUSHBUTTON SWITCH; BUTTON STYLE JUMBO MUSHROOM; SIZE 30.5 MM; YELLOW Marathon Muskie 21840-01 | SUMMIT
SES 10250TA56Y MBW | CH 10250TA56Y PUSHBUTTON SWITCH; BUTTON STYLE JUMBO MUSHROOM; SIZE 30.5 MM; YELLOW Marathon Boll Weevil 21896-01 | SUMMIT
SES 10250TB63 | CH/WEST 10250TB63 STANDARD EMERG STOP BUTTON, RED, FOR NON-ILLUM. PUSH/ PULL OPERATORS Marathon Muskie 21840-01 | SUMMIT
SES 10250TB63 MBW | CH/WEST 10250TB63 STANDARD EMERG STOP BUTTON, RED, FOR NON-ILLUM. PUSH/ PULL OPERATORS Marathon Boll Weevil 21896-01 | SUMMIT
SES 480V PANEL | MARATHON 480V PANEL BOARD Marathon 21084-01 | SUMMIT
SES A620C09SL2012G | US TRAY A620C09SL2012G 6IN X 12IN X 20FT NEMA 20C TRAY EACH PIECE OF TRAY INCLUDES THE FOLLOWING ITEMS: 2 SPSA6G4 SPICE PLATE 8 FRNS3834G 3/8 X 3/4 RIBBED SCREW 8 FFNH38G 3/4 HEX NUT Marathon 21084-01 | SUMMIT
SES ESLTIVP4NS44WF50 | 4' LED ESL ESLTIVP4NS44WF50 TI VP4N, 44 WATT, 5435 LM, 5000 KELVIN,120277 VAC Marathon Muskie 21840-01 | SUMMIT
SES ESLTIVP4NS44WF50 MBW | 4' LED ESL ESLTIVP4NS44WF50 TI VP4N, 44 WATT, 5435 LM, 5000 KELVIN,120277 VAC Marathon Boll Weevil 21896-01 | SUMMIT
SES JOG SWITCH | Jog Off Auto Switch MFG PN: CRS-HEDS21273 S635 | SUMMIT
SES S20N11S15N | CH/WEST S20N11S15N 15KVA TRANSFORMER Marathon Muskie 21840-01 | SUMMIT
SES S20N11S15N MBW | CH/WEST S20N11S15N 15KVA TRANSFORMER Marathon Boll Weevil 21896-01 | SUMMIT
SES SPC200480D8P | CHX SPC200480D8P SPC200480D8P SURGE PROTECTION DEVICE Marathon 21540 & 21541 | SUMMIT
SES SPC200480D8P MBW | CHX SPC200480D8P SPC200480D8P SURGE PROTECTION DEVICE Marathon Boll Weevil 21896-01 | SUMMIT
SET OF 2" FLANGES | ??? | SUMMIT
SET OF BOLTS FOR 2088S | Set of bolts with Nuts and washers for 2088s
SET OF TIRES | (blank) | FASTENAL
SET RELIEF VALVE @ 170 PSI | Set Relief Valve @ 170 psi Javelin Job# 22396 | FRANKILN & S
SF1010VW3-230 | Steel 1” 150#RF flanges with 3/32” weephole and 230 degree setpoint | SLATER CONTR
SFA6 | SLIPFIT ADAPTER | FLUID POWER
SFTD21004F600N STABILIZE | SFTD21004F600N; 600 CUBIC INCH DISCHARGE STABILIZER WITH SFT-486-CR, 6 PLY NITRILE RUBBER CARTRIDGE, 4-900# ANSI FLANGE BASE | ELLIOTT ELEC
SFVS1508F600N STABILIZER | SFVS1508F600N; 600 CUBIC INCH SUCTION STABILIZER WITH SFV482N, 2 PLY NITRILE RUBBER CARTRIDGE, 8 150# RF ANSI FLANGE BASE, CARBON STEEL CONSTRUCTION WITH CORVEL ECA 1660 INTERNAL COATING | PERMIAN VALV
SG3N0037LE | HAM SG3N0037LE D16 SNTL-G3 1PH 37.5KVA 240X480-120/240V AL 60HZ 150C 3R | PERMIAN VALV
SGF20W | GFCI RECEPTACLE, SELF-TEST, #14-10 | SUMMIT
SH1B05 | MIDGET 5 BLD BASE | ELLIOTT ELEC
SH2B05 | SOCKET DIN MOUNT SCREW TYPE | ELLIOTT ELEC
SHAFT | STUB SHAFT | ELLIOTT ELEC
SHAFT ASSY | Part #26499B000 | BASIN ENGINE
SHAFT EXTENSIONS | Shaft extensions Part # 2205 | BASIN ENGINE
SHAFT KIT | Shaft Kit Assembly to Include 4140 Shaft, 316SS Sleeve, SKF Bearing, INPRO Seals and Bearing Housing. | PRICE PUMP
SHAFT KIT ASSY | Shaft Kit Assy 4140 Shaft 316SS Sleeve | STEALTH PUMP
SHALE GREEN | Shale Green, Price includes Supply Chain Charge | STEALTH PUMP
SHALE GREEN AEROSOL SPRAY PAINT | (blank) | THE SHERWIN
SHALE GREEN SPRAY CANS | Shale Green spray cans | THE SHERWIN
SHCV2-F-8N-100P-S316 | HIGH PRESSURE CHECK VALVE, 1/2" FNPT, #100 PSI SPRING, 4600 PSIG, S.S. | THE SHERWIN
SHCV2S625PS316 | 3/8" T X 3/8" T 25# CRACKING PRESS, 6000# PSI 316SS, CHECK VALVE, VITON SEALS SUPERLOK | SPECIALTY EQ
SHCV2-S8-1P | ???
SHCV2S81PS316 | 1/2" T X 1/2" T 1# CRACKING PRESS, 6000# PSI 316SS, CHECK VALVE, VITON SEALS SUPERLOK | SPECIALTY EQ
SHEAR & BEND | Labor to Shear & Bend 36 x 36 x 18 Box | SPECIALTY EQ
SHEAR & BEND 14 GA. | (blank) | WILLIAMS IND
SHEET 4 X 8 10 GAUGE *BLUE* | (5) sheets | WILLIAMS IND
SHEET EXPANDED METAL 4 X 8 1/2 | (blank) | TEINERT META
SHEET METAL | Sheet metal, trim, and screws | JOHNSON TOOL
SHEET METAL & TRIM | ??? | BULLDOG STEE
SHEET METAL AND SCREWS | ???
SHEET METAL FAB/PARTS | (blank)
SHEET METAL WW | All material on SO# 9807 for White Water 20517 and 20518 | WESTERN SHEE
SHEETMETAL | All material on SO# 9806 for White Water 20517 and 20518 | BULLDOG STEE
SHEEVE FOR 4-WAY | (blank) | BULLDOG STEE
SHER-KEM RAVEN BLACK | (blank) | METER ENGINE
SHER-KEM RAVEN BLK | (blank) | THE SHERWIN
SHERMCO DESIGN | Item Description Price (ea) Qty Price (Ext) Terms Est. Delivery 1 Engineering & Design Support $6,000 1 $6,000 Est. Time and Materials 2-3 Weeks ARO Detailed Scope of Work 1. Engineering & Design Support a. 1ea. Project Manager / Director for an estimated 3 hours for project coordination and support. b. 1ea. Electrical Designer-I for estimated 30 hours c. 1ea. Electrical Designer-II for estimated 10 hours d. 1ea. Electrical Engineer for estimated 7 hours e. Above listed labor to create the following drawings under guidance and direction of SCS and customer reps. i. One-lines skids only ii. IJB panel layouts, BOM, wiring diagrams x 4 pump skids iii. Motor Starter panel layouts, BOM, wiring diagrams x 4 pump skids iv. Electric Rack elevations f. All weekend hours and hours on weekdays over 8 hours will be billed as overtime. g. Budget overruns will be billed per our current rate sheet. Assumptions/Clarifications 1. All drawings and documents will be provided in electronic format. 2. Additional labor required to complete the project will be communicated to SCS via email for approval prior to the work continuing. | THE SHERWIN
SHIELD (COUPLING GUARD): 3-291-550-934-00 | Shield (Coupling guard): 3-291-550-934-00 | SHERMCO SYST
SHIELDED CABLE | Job # 21109-10 PWC 18-02PRTC-SPOS 18GA 2PR SHIELDED CABLE | VIKING PUMP
SHIP UPS | Ship UPS | REXEL
SHIPPING | FREIGHT CHARGES | WL WALKER CO
SHIPPING & HANDLING | (blank) | PMP CORPORAT
SHIPPING / HANDLING FEE | Hot Shot delivery week of 2/13 - 2/16/24 | SUMMIT
SHIPPING AND HANDLING | Small Crate / Pallet | TAG PLACE
SHIPPING AND RECEIVING | 4/15/24 - 4/21/24 | ENVENT TECH
SHIPPING FEE | shipping | ULTIMATE WEL
SHIPPING FREIGHT | (blank) | SPECIALTY EQ
SHIPPING INBOUND | ??? | HOSE OF SOUT
SHIPPING/FREIGHT | FREIGHT CHARGE
SHIPPING/HANDLING FEE | (blank) | CUMMINS SALE
SHLD WIRE | WIRE VNTC 16/24PR SPOS 16 AWG 24 PAIR SHLD CUT LENGTH | SUMMIT
SHOP CONSUMABLES | All material on Quote #110202003 | SUMMIT
SHOP COSUMABLES | ??? | TEINERT META
SHOP LABOR | CERTIFY 4 PRESSURE TRANSMITTERS-SHOP LABOR PN:PMP71-2L815/0 S/N: MC01E91509C, MC01EA1509C, MC01E81509C & MC03991509C CERTIFY 4 TEMPERATURE TRANSMITTERS-SHOP LABOR PN:TMT142 S/N: N1043C2329E, N204642329E, N2046532329E & N204632329E
SHOP SUPPLIES | Shop Supplies | MCKINNEY
SHORT BUSHING 4EA | Job # 21109-10 Charge back to moms meals | FIM CRANES
SHS-G-911124 | PPE Required, 7x10 VPO | DEALERS
SHS-TB-AED | AED Inspection Tag, Tagboard, 25/pk | THE PAINT
SHT A1011 CS TYB P&O | 14GA(.0710MN)X60 X10 | THE PAINT
SHUTDOWN VALVE 2IN | Flow-Tek Series F30 Shutdown Valves 2 Inch ANSI 300 Stainless Steel | O'NEAL STEEL
SHUTDOWN VALVE 2IN 300# | Flow-Tek Series: F30 Shutdown Valve 2 INCH ANSI 300 | L6 INC
SHUTDOWN VALVE 4IN | Flow-Tek Series F15 Shutdown Valves 4" ANSI 150 Stainless Steel | L6 INC
SIEM 57HUG6FA PUMP PANEL | 87HUG6FA SIEM 87HUG6FA PUMPPANEL SZ3,25-100AMPS,N12/3R | L6 INC
SIEM 87FUF60A | SIEM 87FUF60A PUMPPANEL SZ2,13-52AMPS,N12/3R | SUMMIT
SIEM 87FUF60A PUMPPANEL | SIEM 87FUF60A PUMPPANEL SZ2,13-52AMPS,N12/3R | SUMMIT
SIEM 87HUG6FA PUMP PANEL | 87HUG6FA SIEM 87HUG6FA PUMPPANEL SZ3,25-100AMPS,N12/3R | SUMMIT
SIEM 87JUH6FA PUMPPANEL | SIEM 87JUH6FA PUMPPANEL SZ4,50-200AMPS,N12/3R | SUMMIT
SIEM BF115A | 1P 15A GFCI BRKR BLF2 GFCI 5MA 1P 120V 15A 10KA | SUMMIT
SIEM HF364R 200A | SIEM HF364R 200A 3P 600V 3W FUSED HD TYPE 3R | CED/CAIN ELE
SIEM HF365RA | SIEM HF365RA 400A 3P 600V 3W FUSED HD TYPE 3R | SUMMIT
SIEM MT0250A | SIEM MT0250A CONTROL TRANSFORMER,250VA,240/480-120V, | SUMMIT
SIEM PUMP | SIEM 87FUF6FA PUMPPANEL SZ2,13-52AMPS,N12/3R | SUMMIT
SIEM Q120 BREAKER | SIEM Q120 BREAKER 20A 1P 120V 10K QP | SUMMIT
SIEM SIZE 2 PUMP PANEL | 87FUF60A SIEM 87FUF60A PUMPPANEL SZ2,13-52AMPS,N12/3R | SUMMIT
SIGHT GLASS | SP-ESG-3/4 Superior Products Enviromental Safety Gauge 3/4" x 32 1/2" C to C | SUMMIT
SIGHT GLASS 32.5 C TO C | Sight Glass 32.5 C to C | UP&S, INC
SIGHT GLASS SP-ESG-3/4 | Superior Products Enviromental Safety Gauge 3/4" x 33" C to C | UP&S, INC
SIGHT GLASSES | SP-ESG-3/4 Superior Products Enviromental Safety Gauge 3/4" x 32 1/2" Cto C | UP&S, INC
SIGHT WINDOW | KSW20-CS SIGHT WINDOW CARBON STEEL FOR IDENTIFIYING LIQUID LEVELS IN SUCTION SCRUBBER | UP&S, INC
SIGHTGLASS ASSY | ??? | ENERGY SALES
SIGNAGE | (blank)
SIGNAL CONDITIONER | DIN4010-1 SIGNAL CONDITIONER | THE PAINT
SIGNALING BLOCK | TSB Trip signaling block | SUMMIT
SILVER DUCT TAPE | Job # 21109-10 Charge back to moms meals | SUMMIT
SINGLE GALLONS ENAMEL BLACK | single gallons of Industrial Enamel Black | REXEL
SINGLE GANG CAST IRON BOX | SINGLE GANG CAST IRON BOX W/ 3/4" OPENING | THE SHERWIN
SIPCO | ??? | ELLIOTT ELEC
SIPHON | ASHCROFT 04 1198SS 50 X5G SIPHON
SITE GLASS | SP-ESG-3/4 Superior Products Enviromental Safety Gauge 3/4" x 33" C to C | SPECIALTY EQ
SITE VISIT | Detailed Scope of Work 1. Site Visit a. 1ea. Field Services Director for estimated 14hrs plus travel and expenses. b. 1ea. Electrical Designer-II for estimated 24hrs plus travel and expenses. c. All weekend hours and hours on weekdays over 10 hours will be billed as overtime | UP&S, INC
SITE WINDOW | KSW20-CS | SHERMCO SYST
SIZE 2 PUMP PANEL | PUMP PANEL - 60A FUSIBLE SW NEMA 3R SZ 2 120VAC CO 60A 250V CLASS RK5 TIME DELAY CL FUSE 50 VA TYPE MTE CONTROL TRANSFORMER SEL SW 3P KNB MA C3 30MM CONT BLK 2NO AMBER LGD PLT 1/2RND HAND OFF AUTO | ENERGY SALES
SIZE 2 STARTER PANEL | CATALOG # ECN5422AAEP6R63DPUMP PANEL - 60A FUSIBLE SW NEMA 3R SZ 2 120VAC COREF QUOTE 101-42832 | ELLIOTT ELEC
SIZE 2 STARTER PANELS | PUMP PANEL - 60A FUSIBLE SW NEMA 3R SZ 2 120 VAC CO 50 VA TYPE MTE CONTROL TRANSFORMER SEL SW 3P KNB MA C3 30MM CONT BLK 1NO-1NC AMBER LGD PLT 1/2RND HAND OFF AUTO | ELLIOTT ELEC
SIZE 3 PANEL | CR341E0X4DAC1AAL GE 341E0X4DAC1AAL SZ3 Pump Panel 480V 3R Fusible Disconnect 100A Fuse Pioneer LACTS | ELLIOTT ELEC
SIZE 3 PUMP PANEL | PUMP PANEL - 100A FUSIBLE SW NEMA 3R SZ 3 120VAC C 100A 250V CLASS RK5 TIME DELAY CL FUSE 50 VA TYPE MTE CONTROL TRANSFORMER SEL SW 3P KNB MA C3 30MM CONT BLK 2NO AMBER LGD PLT 1/2RND HAND OFF AUTO | SUMMIT
SIZE 3 STARTER | CR341E0X4DAC1AAL GE 341E0X4DAC1AAL SZ3 Pump Panel 480V 3R Fusible Disconnect 100A Fuse Pioneer LACTS | ELLIOTT ELEC
SIZE 3 STARTER PANEL | Size 3 Starter Panels SIEM 87HUG6FA PUMPPANEL SZ3,25-100AMPS,N12/3R | SUMMIT
SIZE 4 PUMP PANEL | SIEM 87JUH6FA PUMPPANEL SZ4,50-200AMPS,N12/3R | SUMMIT
SIZE 4 STARTER PANEL | SIZE 4 STARTER PANEL | SUMMIT
SIZE SPHERE | ??? | ELLIOTT ELEC
SJ1 | SIEM SJ1 JD FRAME BKR MTG KIT FOR P4/S4/SPP PNLBD
SJTGT6 | 6in Nitrile Grv Coupling Gaske | SUMMIT
SKID | (blank) | MCCARTY EQUI
SKID & MOTOR FAB | (blank) | ULTIMATE WEL
SKID & PIPE | Stakeholder Skid & Pipe Labor Fabrication | ULTIMATE WEL
SKID & T-SUPPORT FAB | Skid and T-Support fabrication per SCS provided drawings | ULTIMATE WEL
SKID 23827-01 30’ X 7’-6 ½” | Skid 30’ X 7’-6 ½” | ULTIMATE WEL
SKID 23830-01 34’-9” X 9’-11” | Skid 34’-9” X 9’-11” | AZZ METAL CO
SKID AND PIPE | Labor to build skids and pipe spools. Medallion 20694-01 - 20702-01 | AZZ METAL CO
SKID BASE | Skid Base fabrication per submitted drawings | ULTIMATE WEL
SKID BUILDING-MATERIAL & LABOR | Material and labor needed to construct 7x19x9ft skid building cold weather structures main frame will be 3x3 sqtb with 2x6 rafters and 2x4 girts. Shed will be insulated and sheeted with 40fy PBR and include sculptured trim. Three sides will be enclosed and include 1-6x7 door kit and will be temporarily enclosed for transport purposes | ULTIMATE WEL
SKID COST | Skid Labor | METAL SOLUTI
SKID FAB | (blank) | ULTIMATE WEL
SKID FAB & MATERIALS | (blank) | ULTIMATE WEL
SKID FAB LABOR | Skid Fabrication Labor | STRICKLAND
SKID FABRICATION | Skid Fabrication per SCS provided drawings | ULTIMATE WEL
SKID GALVANIZING | (blank) | ULTIMATE WEL
SKID INSULATION | TO FURNISH LABOR, MATERIAL, AND EQUIPMENT TO PERFORM THIS JOB AS PER INFORMATION BELOW: All insulation to be removable blankets on piping, valves and flanges Blankets will have 1" ceramic fiber Insulation with a gray 17oz silicone cover secured with velcro straps | AZZ METAL CO
SKID LABOR | Skid base | MILLER
SKID LABOR 20517 | Labor to Fabricate Skid White Water Midstream Job# 20517 | ULTIMATE WEL
SKID LABOR 20518 | Labor to Fabricate Skid White Water Midstream Job# 20517 | ULTIMATE WEL
SKID LABOR 22570 | Weld Skid NuStar Job# 22570 | ULTIMATE WEL
SKID MATERIAL | All material on Quote #914202302 | ULTIMATE WEL
SKID MATERIAL - PLATE | All material on Quote #805202201 | TEINERT META
SKID MATERIAL 1 | ??? | TEINERT META
SKID MATERIAL 12' | All material on Quote #711202405
SKID MATERIAL 2 | ??? | TEINERT META
SKID MATERIAL 3 | ???
SKID MATERIAL 4 | ???
SKID MATERIAL 5 | ???
SKID MATERIAL 6 | ???
SKID MATERIAL 7 | ???
SKID MATERIAL 8 | ???
SKID MATERIAL 9 | ???
SKID MATERIAL JOB# 22535 | All Structural Material per Quote# 726202202
SKID MATERIAL XTO | (blank) | TEINERT META
SKID MATERIAL1 | ??? | TEINERT META
SKID MATERIAL2 | ???
SKID MATERIAL3 | ???
SKID MATERIAL4 | ???
SKID MATERIAL5 | ???
SKID MATERIAL6 | ???
SKID MATERIAL7 | ???
SKID MATERIALS | all material on Quote #1125202402
SKID PAINT | HSPOLYGL UDB 1.25G BLM SHALE GREEN | TEINERT META
SKID PIPE SUPPORT | All pipe support material on Quote #310202003 | THE SHERWIN
SKID PUMP | ??? | TEINERT META
SKID STEEEL | Skid Steel per Quote 722202101 Pioneer 21460-01 - 13
SKID STEEL | Skid Material per Quote 113202103 | TEINERT META
SKID STEEL - LACT & PUMP | 8' x 18' Skid Steel per Teinert Quote 1109202101. Marathon Sand Dune 21839-01 6' x 12' Skid Steel per Teinert Quote 1109202101. Marathon Sand Dune 21839-01 | TEINERT META
SKID STEEL 8' X 30' | 8' X 30' Skid Steel per Teinert Quote 1209202101. EVX 21885-01 | TEINERT META
SKID STEEL 8' X 36' | 8' X 36' Skid Steel per Teinert Quote 1209202101. EVX 21884-01 | TEINERT META
SKID STEEL MATERIAL | All material on Quote #813202001 | TEINERT META
SKID STEER | Charged back to BKV Barnett and Enlink Midstream service tickets | TEINERT META
SKID TRANSPORT | HLD LACT UNIT, ELECT. CONTRAL RACK, & RACK ROOF & BOLTS (10 HRS @ $130.00 AN HR) | DUKE RENTALS
SKID WELD LABOR | Skid Weld Labor | E.L FARMER
SKID WELDING | Skid Welding Labor | ULTIMATE WEL
SKID WELDING LABOR | Skid Welding Labor | ULTIMATE WEL
SKID/PIPE | Skid & Pipe Spool Fabrication Junction Resources 20352-01,02,03 & 04 | ULTIMATE WEL
SKIDDED PUMP PACKAGE | SKIDDED PUMP PACKAGE Skidded Pump and Motor Package Pump: Price CD100AI-400-6A111 - 1x1.25-4" Centrifugal Pump Motor: WEG 0.75HP 3600RPM 3-Phase 56C EXPLOSION PROOF Pump and Motor Close Coupled, No Baseplate | ULTIMATE WEL
SKIDDED PUMP PACKAGE 23052 | Skidded Pump and Motor Package Conditions of Service: 11,500bpd (335 gpm) @ 55PSI - 40 API Crude Oil Pump: Goulds 3196 ANSI 3x4-13 MT, DI/SS Impeller: 11.8125" Seal: AES Single Cartridge seal Motor: 30HP 1800RPM TEFC 3-Phase Coupling: TB Woods Guard: Aluminum Non-Sparking Barrel Type Skid Mounted on Channel Steel | ZONE INDUST
SKIDDED PUMP PACKAGE#1 | 220GPM 160PSI 1.5x3-13 ANSI Pump w/ 75HP 3600 RPM Electric Motor Skid Mounted with Couplings and Guard Inpex Eagle Ford 20094-01 | ZONE INDUST
SKIDDED PUMP PACKAGE#2 | Skidded Pump Package Conditions: 2,000BPD @ 170PSI -- 40API Crude Oil Pump: Summit 2196 ANSI 1x2-10 Ductile Iron Impeller: Full Trim Motor: 30HP 3600RPM TEFC 3-Phase Seal: 1.750in Single Cartridge, Aflas O-rings Skid Mounted, No Legs Inpex Eagle Ford 20095-01 | BASIN ENGINE
SKYEDGE II IP 1.2M SYSTEM | SKYEDGE II IP 1.2M SYSTEM, AC/DC Power SkyEdge II IP IDU (I112544) 110-220V AC Power Supply (I103289) DC Power Assembly for IP (I102819) 4W Ku-Band BUC (I114358) Ku Band PLL LNB 11.7-12.2GHz (I103255) 1.2 Meter Prodelin Antenna, Model 1134 (I100286) Cable, RF, RG-6 2x100 ft. (I102831) Connector, Comp, RG-6 Quad and Siamese (I102932) | BASIN ENGINE
SKYEDGE SYSTEM | SKYEDGE II ENHANCED 1.2M SYSTEM, AC Power Includes: 1) SkyEdge II Enhanced IDU (I113170) 1) 110-220V AC Power Supply (I112548) 1) 4W Ku-Band BUC (I114358) 1) Ku Band PLL LNB 11.7-12.2GHz (I103255) 1) 1.2 Meter Prodelin Antenna, Model 1134 (I100286) 200) Cable, RF, RG-6 2x100 ft. (I102831) 4) Connector, Comp, RG-6 Quad and Siamese (I102932) | RIGNET
SL35925 8OZ THREAD LUBE | Job # 21109-10 Charge back to moms meals | RIGNET
SLATER 1510B SEAL POT SWITCH | 1510B - G5A - C - W1 - ES - CS 1510 = Side Mounted, Float Operated B = 303SS Construction G = Side Integral Process Connection 5 = 1-1/2 Inch A = NPT (M) C = 316/316LSS Float W = Hermetically Sealed Reed Switch, 1 Amp 110VAC, 3 Amps 28VDC 1 = 1 SPDT ES = Electric Level Switch, 1/2“ NPT (F) Conduit Connection CS = CSA Certification ENDEAVOR | DEALERS
SLATER 170PSI | Set Relief Valve @ 170 psi. Javelin 22795-01 | SLATER CONTR
SLATER RESET PSV TO 125 PSIG FROM 100 PSIG | reset psv to 125 psig, tag 21000 on 3/4 x 1 | SLATER CONTR
SLATER SOR SWITCH | 9AG - EF45 - M3 - C3A SOR Mini-Hermet Pressure Switch Range 200-1750 PSI Overrange 2500 PSI Proof 6000 PSI Electrical Rating: 5 Amps 250 VAC, 5 Amps 30 VDC 9 = No. 9 Piston AG = Explosion Proof/Weathertight Housing, Aluminum, 1/2 In. NPT (M) Conduit with Wire Leads, IP66 EF = SPDT, Dead Band Fixed, Hermetically Sealed/Explosion Proof/Weathertight Switch Housing, Class 1, Grps. A, B, C, D, Div. 1&2, UL Listed/CSA Certified 45 = No. 45 Spring M3 = 316L SS Diaphragm/Teflon Face Seal C = 316/316LSST Process Connection 3A = 3/4 Inch NPT (M) Medallion 20694-01 - 20702-01 | SLATER CONTR
SLEEVE ADAPTER | LADCWX3000 X 4” / 3” VSI 3-WAY STEM | SLATER CONTR
SLEEVE-MT-1 | ANSI MT SLEEVE 316SS PART #CFG67126-62 | VANZANDT CON
SLGENR7X12 | SLING ENDLESS ROUND ENR7 12' BLUE | STEALTH PUMP
SLGENR7X16 | SLING ENDLESS ROUND ENR7 16' BLUE | ACE SPECIALT
SLGENR7X20 | SLING ENDLESS ROUND ENR7 20' BLUE | ACE SPECIALT
SLGENR7X4 | SLING ENDLESS ROUND ENR7 4' BLUE | ACE SPECIALT
SLGENR7X6 | SLING ENDLESS ROUND ENR7 6' BLUE | ACE SPECIALT
SLGENR7X8 | SLING ENDLESS ROUND ENR7 8' BLUE | ACE SPECIALT
SLIP FITTER | GAM8SF SLIP FITTER | ACE SPECIALT
SLIP ON FLANGE | 3" 150# SLIP ON STD FLANGE DOMESTIC | CED/CAIN ELE
SLIP-ON FLANGE | FLANGE- 3 150# SLIP-ON RF A105 DOMESTIC | CITY PIPE
SLOT EXPANSION | FSROC-EXP/EXP CHASSIS EXP 6SL | CITY PIPE
SLOTTED DUCT | SLOTTED DUCT,PVC,2X4X6,LGRAY | VINSON PROCE
SLOTTED DUCT PVC | SLOTTED DUCT,PVC,2X4X6,LGRAY | AWC, INC
SLOTTED DUCT,PVC,2X4X6,LGRAY | SLOTTED DUCT,PVC,2X4X6,LGRAY | AWC, INC
SLOTTED DUCT,PVC,3X4X6,LGRAY | SLOTTED DUCT,PVC,3X4X6,LGRAY | AWC, INC
SLOTTED STRUT | STRUT B22SH120 PG 12 GAGE SLOTTED 15/8X15/8 STRUT | AWC, INC
SMC-24-24N | SMC-24-24N 316 STRAIGHT CONNECTOR | SUMMIT
SMC-24-24N 316 | Strait Tube Fittings SMC-24-24N 316 | SPECIALTY EQ
SMC-24-24N 316SS | SMC-24-24N 316SS MALE CONNECTOR 1-1/2" TUBE X 1-1/2" MPT | SPECIALTY EQ
SME-24-24N | SME-24-24N 316 90* MALE ELBOW 1-1/2" TUBE x 1-1/2"MNPT | SPECIALTY EQ
SME-24-24N 316SS | SME-24-24N 316SS 90* MALE ELBOW 1-1/2" TUBE X 1-1/2" MPT | SPECIALTY EQ
SMFFR1 | S-A SMFFR1 MANUAL STARTER | SPECIALTY EQ
SMFH48 | S-A SMFH48 HEATER ELEMENT | SUMMIT
SMITH 16IN 150 PD METERS LEFT HANDN | Smith 16IN 150 PD Meters cw - Flow Direction TBD | SUMMIT
SMITH 16IN 150 PD METERS RIGHT HAND | SMITH 16IN 150 PD METERS ccw - Flow Direction TBD | FMC TECHNOLO
SMITH PD METERS EXTRAS | documentation, extended test, etc | FMC TECHNOLO
SMITH PD METERS SPARES | spare meter parts | FMC TECHNOLO
SMLS STD 2.5" PIPE | (blank) | FMC TECHNOLO
SMLS TUBBING | 1/16" OD X .020" WALL 316SS SEAMLESS TUBING | CITY PIPE
SMLS TUBING | 1/2" OD X .035" WALL 316SS SEAMLESS TUBING | SPECIALTY EQ
SMLS31601020 | 30' OF 1/16" OD X .020" WALL 316SS SEAMLESS TUBING | SPECIALTY EQ
SMLS31602028 | 30' OF 1/8" OD X .028 WALL 316SS SEAMLESS TUBING | SPECIALTY EQ
SMLS31604035 | 1/4" OD x .035" WALL 316SS SEAMLESS TUBING | SPECIALTY EQ
SMLS31606035 | 3/8" OD X .035" WALL 316SS SEAMLESS TUBING | SPECIALTY EQ
SMLS31606035 USA | 3/8" OD X .035" WALL 316SS SEAMLESS TUBING DOMESTIC | SPECIALTY EQ
SMLS31606035USA | 3/8" OD X .035" WALL 316SS SEAMLESS TUBING HANDY TUBE/TUBEACEX | SPECIALTY EQ
SMLS31606065 | 3/8" OD X.065" WALL 316SS SEAMLESS TUBING | SPECIALTY EQ
SMLS31608035 | 500' OF 1/2" OD X .035" WALL 316SS SEAMLESS TUBING | SPECIALTY EQ
SMLS31608035 USA | 1/2" OD X .035" WALL 316SS SEAMLESS TUBING DOMESTIC | SPECIALTY EQ
SMLS31608035USA | 1/2" OD X .035" WALL 316SS SEAMLESS TUBING HANDY TUBE/TUBACEX | SPECIALTY EQ
SMLS31608049USA | 1/2" OD X .049" WALL 316SS SEAMLESS TUBING USA DOMESTIC | SPECIALTY EQ
SMLS31608065 | 1/2" OD X .065 WALL SS TUBING | SPECIALTY EQ
SMLS31612049 | 20' OF 3/4" OD X .049" WALL 316SS SEAMLESS TUBING | SPECIALTY EQ
SMLS31616065 USA | 1" X .065" TUBING SMLS A212/A269 AW 316/L PE 20 FT BRIGHT ANNEALED | SPECIALTY EQ
SMLS31616083 | 1.0" OD X .083" WALL 316SS SEAMLESS TUBING | SPECIALTY EQ
SMLS31616083USA | 1.0" OD X .083" WALL 316SS SEAMLESS TUBING | SPECIALTY EQ
SMLS31624065USA | 1-1/2" OD X .065" WALL 316SS SEAMLESS TUBING SANDVIK USA | SPECIALTY EQ
SMLS31624095 | SMLS31624095 1.500" OD X .095" WALL 316SS SEAMLESS TUBING | SPECIALTY EQ
SMLS3608065 | 1/2" OD X .065" WALL 316SS SEAMLESS TUBING | SPECIALTY EQ
SMOOTH PLATE | All material on Quote #1015202001 | SPECIALTY EQ
SMS: PROVEIT MAINTENANCE | SMS: PROVEit Maintenance for the period of 7/1/2024 to 6/30/2025 | TEINERT META
SN25ZP | FS Spring nut 1/4" ZINC | QUORUM BUSIN
SN7LP-18-MLO-12-1-B-18120-S756V | SN7LP-18-MLO-12-1-B-18120-S756V - NEMA 4/7/9 1PH, 3W, 240/120V, 100A, COPPER BUS, 18 CIRCUIT MLO NON-SEALED PANELBOARD W/ (18) 1P 020A BAB BRANCH BREAKERS - (2) 3" NPTS'S ON BOTTOM ONLY & (1) BREATHER/DRAIN INSTALL ON BOTTO ONLY *PROJECT DURATION: DESIGN DRAWINGS: 3-5 BUSINESS DAYS A.R.O* **FABRICATION COMPLETE: 25-30 BUSINESS DAY LEAD AFTER APPROVAL OF DRAWINGS** | SWAGELOK WES
SN7LP-18-MLO-12-1-B-4120 | SN7LP-18-MLO-12-1-B-4120-S756V - NEMA 4/7/9 1PH, 3W, 240/120V, 100A, COPPER BUS, 18 CIRCUIT MLO NON-SEALED PANELBOARD W/ (4) 1P 020A BAB BRANCH BREAKERS - (2) 3" NPTS'S ON BOTTOM ONLY & (1) BREATHER/DRAIN INSTALL ON BOTTO ONLY *PROJECT DURATION: DESIGN DRAWINGS: 3-5 BUSINESS DAYS A.R.O* **FABRICATION COMPLETE: 15-20 BUSINESS DAY LEAD AFTER APPROVAL OF DRAWINGS** **FREIGHT NOT INCLUDED** | SUMMIT
SN7PB-18-MLO-34-1-B-6320-S756V | SN7PB-18-MLO-34-1-B-6320-S756V - NEMA 4/7/9 3PH, 4W, 480/277V, 100A, COPPER BUS, 18 CIRCUIT MLO NON-SEALED PANELBOARD W/ (6) 3P 020A GHB BRANCH BREAKERS - (2) 3" NPTS'S ON BOTTOM ONLY & (1) BREATHER/DRAIN INSTALL ON BOTTO ONLY *PROJECT DURATION: DESIGN DRAWINGS: 3-5 BUSINESS DAYS A.R.O* **FABRICATION COMPLETE: 25-30 BUSINESS DAY LEAD AFTER APPROVAL OF DRAWINGS** | SUMMIT
SN7PB-30-MLO-34-2-B-10320-S756V | SN7PB-30-MLO-34-2-B-10320-S756V - NEMA 4/7/9 3PH, 4W, 480/277V, 225A, COPPER BUS, 30 CIRCUIT MLO NON-SEALED PANELBOARD W/ (10) 3P 020A GHB BRANCH BREAKERS - (2) 3" NPTS'S ON BOTTOM ONLY & (1) BREATHER/DRAIN INSTALL ON BOTTO ONLY *PROJECT DURATION: DESIGN DRAWINGS: 3-5 BUSINESS DAYS A.R.O* **FABRICATION COMPLETE: 25-30 BUSINESS DAY LEAD AFTER APPROVAL OF DRAWINGS** | SUMMIT
SN7PB-30-MLO-34-2-B-8320-S756V | SN7PB-30-MLO-34-2-B-8320-S756V - NEMA 4/7/9 3PH, 4W, 480/277V, 225A, COPPER BUS, 30 CIRCUIT MLO NON-SEALED PANELBOARD W/ (8) 3P 030A GHB BRANCH BREAKERS - (2) 3" NPTS'S ON BOTTOM ONLY & (1) BREATHER/DRAIN INSTALL ON BOTTO ONLY *PROJECT DURATION: DESIGN DRAWINGS: 3-5 BUSINESS DAYS A.R.O* **FABRICATION COMPLETE: 20 BUSINESS DAY LEAD AFTER APPROVAL OF DRAWINGS** **LEAD TIME BASED ON CURRENT LEAD TIME FOR GHB BRANCH BREAKERS** | SUMMIT
SNI640S316/L | 6" S40 SML SA/A312/376T316/L 1 PC L- 6' 0" SQ/SQ CTL | SUMMIT
SNW1224L1125 | SIEM7 SNW1224L1125 STD PNR LC ML 12S/24C 1PH 125A N3R GRY | INDUSTRIAL
SOCKET WELD FLANGE SPECIAL | G54-866-18 3" SW FLANGE | SUMMIT
SOCKOLET | 36-3 x 1" 3000# Sockolet BF | GARDNER DENV
SOCOLET | 1" on 12" 3000# soc-olet, 316 SS | TORO COMPLET
SOFT GOOD KIT | SGQ-32 VITON-B SOFT GOOD KIT FOR 3'' 150# - 211 TRU SEAL | SMP SUPPLY
SOFT GOODS KIT | 8A-SG-27 SOFT GOODS KIT | MIDSTREAM VA
SOFT START 75HP | ECS98V2CAHS3 N3R COMBO SOFT START 75HP RATED | CAMERON MEAS
SOFT STARTS | ??? | ELLIOTT ELEC
SOFTWARE | Connected Components Workbench™ Developer Edition Subscription Catalog #: 9328C-CCWT21 Level of support: 8x5 DS: S3/94F S/N: N/A 9/18/23 thru 9/17/24
SOL 3000# | 2 x 4 - 3-1/2 SOL 3000# A105 MTRs Required Domestic | THE REYNOLDS
SOLAR BATTERY | UPG 12V 110 AH AGM Solar Battery - (approved for transport by air,D.O.T.,I.A.,F.A.A.,&C.A.B certified. U.L. recognized under file # MH20567) | CITY PIPE
SOLAR CONTROLLER | MI PS-30 ProStar 12/24 Volt / 30 Amp Charge Controller | AWC, INC
SOLAR MATERIAL | SUN7 50150 ADJUSTABLE | AWC, INC
SOLAR PANEL | SOLAR PANEL 160 WATT 12V SUN7 | HELIOS PSC
SOLDER TIP | SOLDER TIP, .031" (1/32) SINGLE FLAT FOR PSI100 | HELIOS PSC
SOLDER, .031" DIA | SOLDER, .031" DIA, SN60/40, 1lb SPOOL | ESI SUPPLY
SOLENOID | 71315SN2EVJ1N0H111C2 ¼” 250 psi, 3-way norm-closed, 24 volt DC | ESI SUPPLY
SOLENOID 1/32 ORIFICE | Pt #71335SN2ANJ1N0H111C2 with 1/32 Orfice | CAMERON MEAS
SOLENOID BODIES | ??? | CAMERON MEAS
SOLID BLOCK | Solid Block 2 x 8 x 16
SOLID BLOCK 4 X 8 | Solid Block 4 x 8 x 16 | HIGGINBOTH16
SOLID UNISTRUT | SOLID UNISTRUT | HIGGINBOTH16
SOLIDWORKS PLAN RENEWAL | SOLIDWORKS Premium Standalone - Elite Success Plan Renewal - 1 Year 9000029793237122N7Y9Q83G 9000029793246390DVS7X933 9000030955718161XFHZ7M2K Includes: MLC Customer Success Plan + Technical Engineering Support + Software Upgrades and Updates + SolidProfessor On-demand Training (3 Licenses) + SOLIDWORKS Exams and Certification Prep + SOLIDWORKS Visualize Standard + SOLIDWORKS Toolbox + SOLIDWORKS Costing + SOLIDWORKS TolAnalyst + SOLIDWORKS File Management + SOLIDWORKS ScanTo3D + SOLIDWORKS Design Checker + CIRCUITWORKS + SOLIDWORKS Simulation (FEA) - Linear Stress Analysis + SOLIDWORKS Simulation - Time-based Motion Analysis + SOLIDWORKS Routing - Piping, Tubing, Wiring + 3D Printing Services Discount (20% - Not to exceed $500) + MLC “Ask an Expert” 2-Hour Session ($500 Value) + MLC Live, Instructor Led Training Credit ($500 Value) + MLC Services Discount (20% - Not to Exceed $10,000) | SUMMIT
SOLIDWORKS PREMIUM | Solidworks premium Standalone WService per Quote# NHQ-SCS-121521_SWX_PRE | MLC CAD
SOR LEVEL SWITCH | ??? | MLC CAD
SOR PRESSURE SWITCH | SOR Mini-Hermet Pressure Switch Range 200-1750 PSI Overrange 2500 PSI Proof 6000 PSI Electrical Rating: 5 Amps 250 VAC, 5 Amps 30 VDC 9 = No. 9 Piston AG = Explosion Proof/Weathertight Housing, Aluminum, 1/2 In. NPT (M) Conduit with Wire Leads, IP66 EF = SPDT, Dead Band Fixed, Hermetically Sealed/Explosion Proof/Weathertight Switch Housing, Class 1, Grps. A, B, C, D, Div. 1&2, UL Listed/CSA Certified 45 = No. 45 Spring M3 = 316L SS Diaphragm/Teflon Face Seal C = 316/316LSST Process Connection 2A = 1/2 Inch NPT (F)
SOR SWITCH | SOR Mini-Hermet Pressure Switch Range 200-1750 PSI Overrange 2500 PSI Proof 6000 PSI Electrical Rating: 5 Amps 250 VAC, 5 Amps 30 VDC 9 = No. 9 Piston AG = Explosion Proof/Weathertight Housing, Aluminum, 1/2 In. NPT (M) Conduit with Wire Leads, IP66 EF = SPDT, Dead Band Fixed, Hermetically Sealed/Explosion Proof/Weathertight Switch Housing, Class 1, Grps. A, B, C, D, Div. 1&2, UL Listed/CSA Certified 45 = No. 45 Spring M3 = 316L SS Diaphragm/Teflon Face Seal C = 316/316LSST Process Connection 3A = 3/4 Inch NPT (M) Medallion 20544 - 20548 | SLATER CONTR
SOU 55289604 3/4 UL FLEX COND | (blank) | SLATER CONTR
SP3040804U20 | ??? | SUMMIT
SP3040804U30 | ??? | UP&S, INC
SP3040804U40 | SP3040804U40 1/2" X 1/4" U4.0" 304SS, .385 BORE SAMPLE PROBE | UP&S, INC
SP3041204U40 | SP3041204U40 3/4" X 1/4" U4.0" 304SS, .385 BORE SAMPLE PROBE | UP&S, INC
SP3041204U40 QUILLS | 3/4" X 14" U4.0" 304SS, .385 BORE SAMPLE PROBE | UP&S, INC
SP4SS | SERVICE POST | UP&S, INC
SP6SS | service post connector 2/0-2 stranded, 1/2" stud size | UP&S, INC
SP8SS | Servit-post grounding connection 4/0 wire, 1/2" stud | UP&S, INC
SPACER | 1" Thick Spacer | UP&S, INC
SPACE-RAY INFRAARED HEATER | Space-Ray Infraared Heater (140 MBH ) | UP&S, INC
SPARE 3 X 2 PUMP | 3" x 2" - 13" ANSI Pump w/ Full Trim Impeller and AES Aflas Cartridge Seal Driven by 25 HP, 1800 RPM 3PH TEFC Electric Motor Mounted on Skid with OSHA Approved Couplings and Guard. | UP&S, INC
SPARE 4 X 3 PUMP STOCK | 4" x 3" - 13" ANSI Pump w/ Full Trim Impeller and AES Aflas Cartridge Seal Driven by 30 HP, 1800 RPM 3PH TEFC Electric Motor Mounted on Skid with OSHA Approved Couplings and Guard. | UP&S, INC
SPARE 4900-15 PUMP | 4900-15 Northern Gear Pump Assembly Driven by 60 HP, 1800 RPM 3PH TEFC Electric Motor Skid Mounted with OSHA Approved Couplings and Guard. | UP&S, INC
SPARE 4900-20 PUMP STOCK | 4900-20 Northern Gear Pump Assembly Driven by 60 HP, 1800 RPM 3PH TEFC Electric Motor Skid Mounted with OSHA Approved Couplings and Guard. | THE PAINT
SPARE BASKET | (blank) | UP&S, INC
SPARE COUPLING | GB-41415/284-286TC frame coupling, 3-291-W03-129-00 Complete Assembly, Spare Coupling - TB Woods Sure Flex Coupling - Size 8SC50 - Pump Bore 1.375" - Motor Bore - 1.875"
SPARE COUPLING GUARD | Spare Coupling Guard, 3-292-550-934-00, Complete coupling guard assembly for 25 HP Unit. Assembly includes fasteners. GRD CA ST 10.25CH 7.39R 17.13L | UP&S, INC
SPARE O SEAL | Spare Viton GLT O seal
SPARE PARTS | 330063 - Humidifier Rebuild Kit c/w elbows, nafion tube, fittings 330079 - Rear Window & Gasket 330130 - 4-litre container of Acetic Acid 330133-XS - 300' Lead Acetate Tape 330406 - Box of 10 Micrafilter glass fiber elements 330900 - Tubing, cleaner, fittings maintenance kit
SPARE PUMP: G-1013-78J9-101 | GP41013G0O 2” rebuildable Viking gear pumps | SPECIALTY EQ
SPARE THERMOWELL, 114C | Rosemount 114C Thermowell 114CE0050TAB2SC027BQ8R06 114C Rosemount 114C Thermowell E Dimensional Units: English Units 0050 Immersion Length: XXX.X in, 1/4" increments from 0.5" to 100". Example: 0005 for 0.5" or 0062 for 6.25" T Mounting Style: Threaded AB Process Connections: 3/4 - 14 ANPT 2 Stem Style: Tapered Stem SC Thermowell Material: 316/ 316L Dual Rated 027 Head Length: XX.X in, 1/4" increments from 1.75" to 11.25". Example: 020 = 2" or 042 = 4.25" B Instrument Connection: 1/2"-14 NPSM Q8 Material Certification: Material Certification R06 Stainless Steel Plug and Chain: Stainless Steel Plug and Chain Qty Primary Tag Type Primary Tag 1 PERM 1 PERM | SPECIALTY EQ
SPARK PLUG | (blank) | SPECIALTY EQ
SP-BR-CS-1.5-150-.50 | 1-1/2" 150 CS BLEED RING, 1/2 TAP | ELLIOTT ELEC
SP-BR-CS-1-150-.50 | 1" 150 CS BLEED RING, 1/2 TAP | ELLIOTT ELEC
SP-BR-CS-3-150-.50 | Superior Products 3" 150 CS BLEED RING 1/2 TAP. Medallion 22308-01 thru 22317-01 | ELLIOTT ELEC
SP-BR-CS-4-600-.50 | Superior Products 4" 600 CS BLEED RING 1/2 TAP | MALCOM SUPPL
SP-BR-SS-1-150-.50 | 1" 150# SS BLEED RING, 1/2" TAP | CITY PIPE
SP-BR-SS-2-150-.50 | 2" 150# SS BLEED RING, 1/2" TAP | STEALTH PUMP
SPC200480D8P | CVX50 EFA ASM CVX050-480Y MPLX 20470-01, 20470-02 & 20471-01 | STEALTH PUMP
SPD 480V 3P NEMA | (blank) | STEALTH PUMP
SPDT RELAY | IDEC RH1BUAC120V SPDT RELAY 120VAC | STEALTH PUMP
SPEC BLIND | 2"-300# SPEC BLIND FIG 8 RF 316SS MILL FINISHED | JAMISON PROD
SPECIAL TRIM | Special trim | VIKING PUMP
SPECTACLE BLIND | ??? | VIKING PUMP
SPEED CONTROLS | Variable Speed Control 120V 10 amps | JAMISON PROD
SP-ESG-3/4 | Superior Products Enviromental Safety Gauge 3/4" x 32 1/2" C to C | ENVENT TECH
SP-ESG-3/4 30-1/2" C-C | Superior Products Enviromental Safety Gauge 3/4" x 30 1/2" C to C | VIKING PUMP
SP-ESG-3/4 33" C-C | Superior Products Enviromental Safety Gauge 3/4" x 33" C to C | ROSEMOUNT, I
SP-ESG-3/4 SIGHT GLASS | Superior Products Enviromental Safety Gauge 3/4" x 33" C to C | NAPA AUTO PA
SP-ESG-3/4" | Superior Products Enviromental Safety Gauge 3/4" x 33 1/2" C to C | ELLIOTT ELEC
SP-ESG-5/8 | Superior Products Enviromental Safety Gauge 5/8" x 31 3/4" C to C | ELLIOTT ELEC
SPHERE | 30” Yellow Polyurethane Sphere (30-Y50-STD-S) | SUMMIT
SPIR - HMM4NM4 | Adaptor, SS, 1/4" MP male X 1/4" NPT male, 15K, SPIR STAR# HMM4NM4 | CITY PIPE
SPIRAL WRAP | AD CATSRPE-500-9-C, 1/2" Wire Spiral Wrap, 100 foot roll | BULLDOG STEE
SPK-ECC | NEMA 4/7/9 EXPLOSION PROOF JUNCTION BOX W/ 200A NON-FUSED DISCONNECT, SIZE 2 COMBO STARTER PANEL W/ 3P 50A HMCP MAIN BREAKER, 3 POSITION SWITCH H-O-A, RESET PUSH BUTTON, 1PH, 3W, 120/240 MLO PANELBOARD W/ (12) 1P 20A BAB BRANCH BREAKERS & BREATHER/DRAIN INSTALLED *3KVA TRANSFORMER TO BE INSTALLED IN THE FIELD TO TIE INTO JUNCTION BOX NOT INCLUDED ON THIS QUOTE* *PROJECT DURATION: DESIGN DRAWINGS: 3-5 BUSINESS DAYS A.R.O* **FABRICATION COMPLETE: 25-40 BUSINESSDAY LEAD AFTER APPROVAL OF DRAWINGS**
SPLICE KIT | TBSK Under Insulation Tee Splice Kit | SUMMIT
SPLIT LOCK WASHER | 5/8 GRADE 8 SPLIT LOCK WASHER | METER ENGINE
SPLIT RING ROD | Quote # 0239397382 charge back to moms meals | JM TEST SYST
SP-NES30212 | Coffee Mate Powder Creamer - 22 OZ - 12 per Case | AWC, INC
SPOOL | Separate pipe spool adder (per 22443-WW-001 drawing). 6” 600# Sch. 40 spool, same material spec, OAL 2’ 1-3/4” painted to match. Has 2) ¾” & 1) 1” TOL 3,000# DS on spool w/Plug. Shipped loose. No mic sheet. Includes Hydro & Xray. | SUMMIT
SPOOL ASSY | SPOOL ASSY W/ SUCT/DISCH. DAMPENERS PLASTIC COATED SPOOL ASSY | DSI
SPOOL LABOR | Weld Spools Medallion Job# 22584-01 & 02 | CITY PIPE
SPOOL LABOR 22561 | Spool Labor Medallion Job# 22561-01 thru 03 | GRAYBAR
SPOOL LABOR 22563 | Spool Labor Medallion Job# 22563-01 thru 04 | FLOZONE MEAS
SPOOL LABOR 22583 | Spool Labor Medallion Job# 22583-01 thru 05 | KNIGHTEN MAC
SPOOL MATERIAL | ??? | ULTIMATE WEL
SPOOL MODIFICATION | Spool Modification | ULTIMATE WEL
SPOOL PIECE | 9 1/2" spool piece to replace check valve on skid | ULTIMATE WEL
SPRAY | RIDGID CUTTING OIL SPRAY | ULTIMATE WEL
SPRAY GUN | Spray Gun
SPRG 1/2-3/4 | SPRG 1/2-3/4 | ULTIMATE WEL
SPRG 3/4 | SPRG 3/4 | ULTIMATE WEL
SPRING | VS60029 SPRING - COMPRESSION, 6.0" VALVE (5/10 PSI) | TOMMY WHITE
SPRING 1 MT | Spring 1 MT | TOMMY WHITE
SPRING 45003086 | SPRG COMP 0.393WD 9.67CLS 3.00OD 10.00L | ELLIOTT ELEC
SPRING 45003421 | SPRG COMP 0.263WD 13.12CLS 2.00OD 10.00 | ELLIOTT ELEC
SPRING CHECK VALVE 3/4" | Spring Check Valve: Single Flow, Inline Spring, Bronze, 3/4 in Pipe/Tube Size | J2 RESOURCES
SPRINGS | Taylor 8250 Series Relief Valve Replacement Spring, Nace, Orange/Black, C 1301-2500 PSIG, D 601-1200 PSIG, E 351-700 PSIG, F 201-410 PSIG, G 141-300 PSIG. | KIMRAY INC.
SPS-A6-G4 | US TRAY SPS-A6-G4 6"STD SPLICE PLATE W/HARDWARE | FMC TECHNOLO
SP-STV-50SS | Superior 1/2" Stainless Steel Gauge Valves | FMC TECHNOLO
SP-STV-75CS | ??? | GRAINGER
SP-STV-75SS | Superior 3/4" Stainless Steel Gauge Valves | SLATER CONTR
SQ TUBING/SHEETS/DIAMOND PLATE | All material on Quote #930202101 | SUMMIT
SQ WASHER | SQ Washer | TEINERT META
SQD 8501NR45 | SQD 8501NR45 RELAY SOCKET 300VAC 14 BLADE PLUG IN RELAY, TYPE N, RELAY SOCKET, 14 BLADE, FOR 8510R RELAYS | ELLIOTT ELEC
SQD 8501RSD34V53 | SQD 8501RSD34V53 RELAY 240VAC 5AMP PLUG IN RELAY, TYPE R, HERMETICALLY SEALED MINIATURE, 5A RESISTIVE AT 240 VAC, 14 BLADE, 4PDT, 4 NO, 4 NC, 24 VDC COIL | CED/CAIN ELE
SQD B14.0 THERMAL UNIT | SQD B14.0 THERMAL UNIT | CED/CAIN ELE
SQD CEXSPUCZSSPAZZ | SFTWR LICENSE THIS SOFTWARE LICENSE BELONGS TO THE ECOSTRUXURE CONTROL EXPERT SOFTWARE RANGE COMPATIBLE WITH SCHNEIDER EELCTRICS PLCS, PACS AND DISTRIBUTED I/OS. ECOSTRUXURE CONTROL EXPERT OFFERS A SINGLE CONFIGURATION ENVIRONMENT FOR AUTOMATION SYSTEMS. CEXSPUCZSSPAZZ | CED/CAIN ELE
SQD Q # 43772483 | Charged back to moms meals | CED/CAIN ELE
SQUARE TUBING | 2" SQUARE TUBING 1/4 *RED* | GRAYBAR
SQUARE TUBING & BEAM | All material on Quote #216202203 | TEINERT META
SQUARE TUBING AND ANGLE | All material on Quote #407202001 | TEINERT META
SQUEEZE FLEX | Charge back to moms meals | TEINERT META
SQUIDS GLOVE CLIPS, RED, 100BAG | Squids Glove Clips, Red, 100bag | DEALERS
SR7EF05 -9P5VPTXHT | Quarter Turn Electric Actuator S Series, Nema 7, 24 Vdc, 200 in-lbs., 9 Sec./90, Power off Brakes, 4-20mA Positioner, 4-20mA Position Indicator, Heater Thermostat and Temperature Control. | THE PAINT
SR7EF05-9P5VPTXHT | QUARTER TURN ELECTRIC ACTUATOR S SERIES, NEMA 7, 24VDC, 200 IN-LBS., 5 SEC./90, POWER OFF BRAKES, 4-20mA POSITIONER, 4-20mA POSITION INDICATOR, HEATER THERMOSTAT AND TEMPERATURE CONTROL. | SLATER CONTR
SROLC-SHWE-N0/NO | SROLC-SHWE-NO/NO JOG OFF AUTO | SLATER CONTR
SROLC-SHWE-NO/NO JOG OFF AUTO | SROLC-SHWE-NO/NO JOG OFF AUTO | SUMMIT
SRPE5009C | 1/2"X100' POLY SPIRAL WRAP | SUMMIT
SRPE-500F-9-C | POLY SPIRAL WRAP | SUMMIT
SRPJBOXKITAL:KIT,JBOX, AL | (blank) | ELLIOTT ELEC
SRV/RPR_PUMPTEST | PERFORMANCE FLOW TEST AND INSPECTION | MICRO MOTION
SS BASKETS | (blank) | ODESSA PUMPS
SS CONDUIT | 3/4 inch type 304 rigid stainless steel metallic conduit has 9 ft 11-1/4 in. length | ULTIMATE WEL
SS FITTING | SS Male Connector 1/2" Tube X 1/8" MNPT | GRAYBAR
SS FLOW SWITCH | SS Flow Switch V6EPS-S-S-6-0-AT | SWAGELOK WES
SS HEX MACH BOLT | Charged back to moms meals | DWYER CONTRO
SS LOCKNUT | CCD S60700LN00 CAL S60700LN00 3/4 STNLS STL LCKNUT | GRAYBAR
SS MANIFOLDS | (5) SS Manifolds | REXEL
SS MISC PARTS | Stainless Steel 1.5” SAE 4 BOLT CODE 61 FLANGE TO 1.5” FEMALE NPT W43-24-24-S/S-U (INCLUDES MOUNTING KIT) | KARNS MACHIN
SS NAMUR ACCESSORY MOUNTING | ??? | GT SOUTHWEST
SS NIPPLE | NIPPLE- 1/2 X 6 XH 316SS SMLS TBE
SS NIPPLES | ??? | CITY PIPE
SS NUTS | SS NUTS TO GO WITH THE CAP SCREW
SS PIPE NIPPLE | ??? | CITY PIPE
SS PLUG | PLUG- HEX THD 1/2 316SS 3000#/6000#
SS PUMP ONLY | ??? | CITY PIPE
SS SPLIT RING | SS Split Ring
SS SPLIT RING PLATE | SS Split Ring | ELLIOTT ELEC
SS STRAINER BASKET FAB | (blank) | ELLIOTT ELEC
SS STUDS | ??? | ULTIMATE WEL
SS TEE | TEE- 1/2 3000# 316 SS
SS TOL | 36-1 1/2 X 3/4" THREDOLET A/SA 182 F 304/L | CITY PIPE
SS TUBING FITTINGS 21300 | All fittings per order# 0220420 Whitewater Midstream Job# 21300 | CITY PIPE
SS WIRES | 250/PK LEAD METER SEALS - STAINLESS STEEL WIRES 12" | SPECIALTY EQ
SS0304XCPG | ??? | CARLTON INDU
SS0304XHXP | ??? | SWAGELOK WES
SS0306X0200 | 3/8" X 2.0" ROUND NIPPLE 316SS, SCHD 80 | SWAGELOK WES
SS0306XRB04 | 3/8" X 1/4" BUSHING 316SS, 3M | SWAGELOK WES
SS0308X0200 | 1/2" X 2.0" ROUND NIPPLE 316SS, SCHD 80 | SWAGELOK WES
SS0308X0300 | ??? | SWAGELOK WES
SS0308X04 | ??? | SWAGELOK WES
SS0308XCPG | 1/2" FEMALE COUPLING 316SS, 3M | SWAGELOK WES
SS0308XRB04 | 1/2" X 1/4" BUSHING 316SS, 3M | SWAGELOK WES
SS0312X08 | ??? | SWAGELOK WES
SS0312XRB04 | ??? | SWAGELOK WES
SS0312XRB08 | 3/4" X 1/2" BUSHING 316SS, 3M | SWAGELOK WES
SS0316XRB12 | ??? | SWAGELOK WES
SS0324XRB12 | 1.50"X3/4" BUSHING 316SS, 3M | SWAGELOK WES
SS0324XRB16 | 1.50"X1.0" BUSHING/REDUCER 316SS, 3M | SWAGELOK WES
SS0332XRB12 | 2.0"X3/4" BUSHING 316SS, 3M | SWAGELOK WES
SS0332XRB16 | 2.0"X1.0"BUSHING/REDUCER 316SS, 3M | SWAGELOK WES
SS-1210-1-12 | SS Tubing Male Connector 3/4"Tube x 3/4"MNPT | SWAGELOK WES
SS-1210-1-12ST | SS Tubing Male Connector 3/4"Tube x 1 1/16-12 MSAE | SWAGELOK WES
SS-1210-2-12 | SS Tubing Male Elbow 3/4"Tube x 3/4"MNPT 90 degree | SWAGELOK WES
SS-1210-2-12ST | POSITIONABLE MALE ELBOW 3/4" X 3/4" (3/4T X 1"1/16"-12 SAE) | SWAGELOK WES
SS-1210-2-8 | Stainless Steel Swagelok Tube Fitting, Male Elbow, 3/4" Tube OD x 1/2" MNPT | SWAGELOK WES
SS-1210-61 | SS Tubing Bulkhead Union 3/4"Tube | SWAGELOK WES
SS-1210-6-8 | SS Reducing Union, 3/4" x 1/2" Tube OD | SWAGELOK WES
SS-1210-9 | SS Tubing Union Elbow 90 degree 3/4"Tube | SWAGELOK WES
SS-1210-F12-150 | SS 3/4" SWGLK TUBE X 3/4" ANSI FLANGE CL 150 | SWAGELOK WES
SS-12-RB-8 | SS Pipe Reducing Bushing 3/4"MNPT x 1/2"FNPT | SWAGELOK WES
SS-12-TA-1-12 | SS Male Tubing Adapter 3/4"MNPT x 3/4" Tube Stub | SWAGELOK WES
SS1610116 | 1" tubing fitting | SWAGELOK WES
SS-1610-1-16 | SS TUBING MALE CONNECTOR 1" TUBE X 1" MNPT | SWAGELOK WES
SS-1610-2-16 | SS TUBING MALE ELBOW 1" TUBE X 1" MNPT 90 DEGREE | SWAGELOK WES
SS-1610-3 | SS, TUBE FITTING, UNION TEE 1" TUBE X 1" TUBE X 1" TUBE | SWAGELOK WES
SS-16C4-25 | 1" FNPT SS Check Valve 25# Cracking Pressure FS | SWAGELOK WES
SS-200-3 | 1/8" SS Tubing Tee | SWAGELOK WES
SS25FW | SS, 1/4 in Flat Washer | SWAGELOK WES
SS25HB1.00 | SS 1/4" HEX BOLT 1" LONG FS
SS25LW | SS, 1/4 in, Lock Washer
SS3-C10 | 1" 3000# 304SS Coupling
SS-400-1-2 | 1/4"T x 1/8" MNPT
SS-400-1-4 | SS Tubing Male Connector 1/4"Tube x 1/4"MNPT SS-400-1-4
SS-400-1-8 | 1/4"T x 1/2" MNPT
SS-400-2-2 | 1/4"T x 1/8" MNPT 90
SS-400-2-4 | 1/4"T x 1/4" MNPT 90
SS-400-2-8 | 1/4T x 1/2" MNPT 90 | SWAGELOK WES
SS-400-3 | 1/4" Tubing Tee | SWAGELOK WES
SS-400-6 | SS Tubing Union 1/4"Tube | SWAGELOK WES
SS-400-6-2 | SS Tubing Reducing Union 1/4"Tube x 1/8"Tube | SWAGELOK WES
SS-400-9 | SS Tubing Union Elbow 1/4"Tube 90 degree | SWAGELOK WES
SS-400-P | SS Plug for 1/4" Swagelok Tube Fitting | SWAGELOK WES
SS4050-PP-NS-2W | 50HP 460V 3PH, NEMA 3R WALL MOUNT ENCLOSURE 30X24X12, MAIN CIRCUIT BREAKER DISCONNECT WITH PAD LOCKABLE THROUGH THE DOOR OPERATOR, SCHNEIDER ATS22 SOFT START WITH BUILT IN BYPASSCONTACTOR, CONTROL POWER TRANSFORMER WITH PRIMARY AND SECONDARY PROTECTION, HOA SWITCH, LIGHTNING ARRESTOR, FAULT RESET PUSHBUTTON, TERMINAL STRIP FOR FIELD CONNECTIONS, DRY CONTACT FOR CUSTOMER USE, KEYPAD DOOR MOUNTED WITH WEATHER COVER, 24/7 PHONE SUPPORT UL 508 LABEL, LAMINATED SCHEMATICS. | SWAGELOK WES
SS41FF44K | 1/4" FNPT X 1/4" FNPT 50000 PSI, 316SS, KEL-F SEAT TYLOK BALL VALVE | SWAGELOK WES
SS-43GF4 | SS 1-PIECE 40 SERIES BALL VALVE 1/4" FNPT | SWAGELOK WES
SS-43GS4 | 1/4" Tube Ball Valve | SWAGELOK WES
SS-43GS6 | SS 1-PIECE 40 SERIES BALL VALVE 3/8" TUBE | SWAGELOK WES
SS-43GS8 | 1/2" Tube Ball Valve | SWAGELOK WES
SS-4CPA2-3 | ADJUSTABLE CRACKING PRESSURE 3-50 PSI, 1/4" MNPT | SWAGELOK WES
SS-4CPA2-3-SET | SS-4CPA2-3-SET 1/4" MNPT Check Valve Pre set @ 3 PSI Set Test Certification required | SWAGELOK WES
SS-4GUF8-G | SS General Utility Service Nee dle Valve, 1/2 in. F | SWAGELOK WES
SS-600-1-2 | 3/8” T X 1/8” MALE NPT STRAIGHT CONNECTOR 316 SS TUBE FITTING | SWAGELOK WES
SS-600-1-2RT | (blank) | SWAGELOK WES
SS-600-1-4 | SS TUBING MALE CONNECTOR 3/8" TUB X 1/4" MNPT | SWAGELOK WES
SS-600-1-6 | SS TUBING MALE CONNECTOR 3/8" TUBE X 3/8" MNPT | SWAGELOK WES
SS-600-1-8 | SS TUBING MALE CONNECTOR 3/8" TUBE X 1/2" MNPT
SS-600-1-8BT | 3/8” T X ½” MALE NPT BORE- THRU 316ss TUBE FITTING
SS-600-1-8-T | *FS 3/8" Tube x 1/2" Male NPT w/Teflon Tape on Threads. Medallion 23500-01
SS-600-2-2 | 3/8” T X 1/8” MALE NPT ELBOW 316 SS
SS-600-2-6 | SS, Swagelok Tube Fitting, Male Elbow, 3/8 in. Tube OD x 3/8 in. Male NPT
SS-600-2-8 | SS TUBING MALE ELBOW 3/8" TUBE 1/2" MNPT 90 DEGREE
SS-600-3 | SS TUBING UNION TEE 3/8" TUBE
SS-600-3TMT | Stainless Steel Swagelok Tube Fitting, Male Run Tee, 3/8 in. Tube OD. x 1/4 in. Male NPT x 3/8 in. Tube OD
SS-600-6 | SS TUBING UNION 3/8" TUBE
SS-600-6-4 | SS TUBING REDUCING UNION 3/8" TUBE X 1/4" TUBE
SS-600-7-8 | SS Tubing Female Connector
SS-600-C | (blank)
SS-600-R-8 | SS Tubing Reducer 3/8"Tube x 1/2"Tube Stub
SS-62TS6-JK | VALVE W/ OVAL HANDLE | SWAGELOK WES
SS-65TS16 | SS 3-piece 60 series ball valve 1" tube | SWAGELOK WES
SS-6DBHU-6 | ???
SS-6-DBHU-6 | ??? | SWAGELOK WES
SS-6-DCM-6 | ??? | SWAGELOK WES
SS6DELU6 | 3/8"T X 3/8" T 90' UNION ELBOW 316SS DUAL FERRULE TYLOK TUBE FITTING | SWAGELOK WES
SS6DFC4 | 3/8" T X 1/4" FEMALE NPT STRAIGHT CONNECTOR 316SS DUAL FERRULE TYLOK TUBE FITTING | SWAGELOK WES
SS6DMC2 | 3/8" T X 1/8" MALE NPT STRAIGHT CONNECTOR 316SS DUAL FERRULE TYLOK TUBE FITTING | SWAGELOK WES
SS-6-DMC-2 | ??? | SWAGELOK WES
SS6DMC4 | 3/8" T X 1/4" MALE NPT STRAIGHT CONNECTOR 316SS DUAL FERRULE TYLOK TUBE FITTING | SWAGELOK WES
SS-6DMC-4 | ??? | SWAGELOK WES
SS-6-DMC-4 | ??? | SWAGELOK WES
SS-6DMC-6 | ???
SS-6-DMC-6 | ??? | SWAGELOK WES
SS6DMC8 | ??? | SWAGELOK WES
SS-6-DMC-8 | ??? | SWAGELOK WES
SS6DME4 | ??? | SWAGELOK WES
SS-6-DME-4 | ??? | THE PAINT
SS6DME8 | 3/8" T X 1/2" MALE NPT ELBOW 316SS DUAL FERRULE TYLOK TUBE FITTING
SS6DTT66K | 3/8" TUBE X 3/8" TUBE 5000 PSI, 316 SS, KEL-F SEAT, DUAL FERRULE ENDS TYLOK BALL VALVE
SS-6-DU | ??? | SWAGELOK WES
SS-6PNBGM12-F8 | 3/4"MNPT X 1/2"FNPT Gauge Needle valve FS | SWAGELOK WES
SS-810-1-4 | SS Tubing Male Connector 1/2" Tube x 1/4" MNPT
SS-810-1-6RT | (blank)
SS-810-1-8 | SS Tubing Male Connector 1/2 "Tube x 1/2 "MNPT | SWAGELOK WES
SS-810-2-4RT | MALE ELBOW / ISO TAPERED | SWAGELOK WES
SS-810-3-6-8 | FS reducing union tee , 1/2"T x 3/8"T x 1/2 "T | SWAGELOK WES
SS-810-6 | 1/2" Tubing Union | SWAGELOK WES
SS-810-6-4 | SS Tubing Reducing Union 1/4"Tube x 1/8"Tube | SWAGELOK WES
SS-810-8-8 | 1/2"T x 1/2" FNPT 90 | SWAGELOK WES
SS-810-R-12 | SS Tubing Reducer 1/2 " Tube x 3/4 "Tube Stub | SWAGELOK WES
SS-8C2-1 | Swagelok Stainless Steel Poppet Check Valve, Fixed Pressure, 1/2 in. MNPT, 1 psig (0.07 bar) | SWAGELOK WES
SS-8CP2-50 | Check Valves | SWAGELOK WES
SS-8CPA2-50-SET | 1/2" MNPT adjustable check valve, 50 to 150, pre-set. FS PRE-SET TO 100 PSI | SWAGELOK WES
SS8DBHU | ??? | SWAGELOK WES
SS8DBHU8 | 1/2" T X 1/2" T BULKHEAD UNION 316SS DUAL FERRULE TYLOK TUBE FITTING | SWAGELOK WES
SS-8-DBHU-8 | ??? | SWAGELOK WES
SS-8-DELU-8 | ??? | SWAGELOK WES
SS8DFE4 | ??? | SWAGELOK WES
SS8DMC12 | 1/2" T X 3/4" MALE NPT STRAIGHT CONNECTOR 316SS TYLOK TUBE FITTING | SWAGELOK WES
SS-8-DMC-12 | ??? | SWAGELOK WES
SS8DMC4 | 1/2" T X 1/4" MALE NPT STRAIGHT CONNECTOR 316SS DUAL FERRULE TYLOK TUBE FITTING
SS-8-DMC-4 | ???
SS8DMC8 | 1/2" T X 1/2" MALE NPT STRAIGHT CONNECTOR 316SS DUAL FERRULE TYLOK TUBE FITTING | SPECIALTY EQ
SS-8-DMC-8 | ??? | SPECIALTY EQ
SS-8-DMC-8 MNPT CONNECTOR | ??? | SPECIALTY EQ
SS8DME8 | 1/2" T X 1/2" MALE NPT ELBOW 316SS DUAL FERRULE TYLOK TUBE FITTING
SS-8-DME-8 | ???
SS8DTT88K | ??? | SPECIALTY EQ
SS-8-DTT-8-8-K | ??? | SPECIALTY EQ
SS8DTTT8 | 1/2" T X 1/2" T UNION TEE 316SS DUAL FERRULE TYLOK TUBE FITTING
SS-8-DTTT-8 | ???
SS-8GBS8 | Stainless Steel GB Series Ball Valve, PEEK Seats, 1/2 in. Tube ends | SPECIALTY EQ
SS-8-HN | SS Pipe Hex Nipple 1/2"MNPT
SS-8-HRN-4 | SS Pipe Hex Reducing Nipple ½” MNPT X ¼” MNPT | SPECIALTY EQ
SS-8-P | SS Pipe Plug 1/2"MNPT | SPECIALTY EQ
SS-8P6T | SS Quarter-Turn Instrument Plug Valve 1/2" Tube | SPECIALTY EQ
SS8STTT8 | ??? | SPECIALTY EQ
SS-99705 | Sideshield, Flexible Slip-On Clear (Pair), 60/Box | SPECIALTY EQ
SS-BV8M | ??? | SWAGELOK WES
SS-BVM8 | SS, Bleed Valve 1/2 inch MNPT | SWAGELOK WES
SS-CHS6-1 | SS POPPET 6,000 PSI CHECK VALVE 3/8" TUBE 1LB CRACK | SWAGELOK WES
SS-CHS6-25 | Check Valve 3/8"Swagelok 25psi Cracking Pressure. Medallion 23500-01 | SIERRA VALVE
SS-DCSET-6-10 | ??? | DK CONTROLS
SS-DN-6 | ??? | SPECIALTY EQ
SSI ELECT DESIGN | Qty (1) Starter Panel, QTY (1) Junction Box, Qty (1) Transformer | SPECIALTY EQ
SSIP04X00HX | 1/4" HEX NIPPLE 316SS INSTRUMENTATION FITTING | SPECIALTY EQ
SSIP04XF90 | 1/4" FEMALE 90' HEX ELBOW 316SS INSTRUMENTATION FITTING | SPECIALTY EQ
SSIP04XOOHX | 1/4" HEX NIPPLE 316SS INSTRUMENTATION FIITING | SPECIALTY EQ
SSIP08XCRS | 1/2" FEMALE HEX CROSS SS INSTRUMENTATION FITTING
SS-MD-8 | Stainless Steel Mud Dauber Fitting, 1/2 in. Male NPT
SSP-.75-40 | 3/4" Sch 40 316SS PE Pipe | SPECIALTY EQ
SS-QC4-B-4PM | SS Instrumentation Quick Body 1/4"MNPT | SPECIALTY EQ
SS-QC4-BP | Body Protector for 1/4" QC series Quick Connect
SS-QC4-D-4PM | SS 1/4"MNPT Instrumentation Quick Connect Stem w Valve | SPECIALTY EQ
SS-QC4-S-4PM | SS, 1/4"MNPT Instrumentation Quick-Connect Stem, w/o Valve
SS-QC-4-S-4PM | SS, 1/4"MNPT Instrumentation Quick-Connect Stem w/o valve | SPECIALTY EQ
SS-QC4-SP | SS Stem Protector for 1/4" QC Series Quick-Connect | SPECIALTY EQ
SS-R4S8-SETA | FS 1/2" TUBE FITTING RELIEF VALVE SET TO 250 PSI | SPECIALTY EQ
SS-RL4S8-SET | FS SET AT SPECIFIC PRESSURE FS, SET TO 250 PSI | SPECIALTY EQ
SSS FLT M10-1.5X45 | SSS FLT M10-1.5X45
SS-T12-S-065-20 | 3/4" X .065 316 SS SEAMLESS 20 FT LNG | SPECIALTY EQ
SS-T4-S-035-20 | 1/4 X .035 316 SS TUBING 20 FT LNGTH (PRICE PER FT)
SS-T6-S-035-20 | 3/8"X.035 316 SS SEAMLESS 20 FT LNG (PRICE PER FT) FS | SHERMCO SYST
SS-TBP6 | P CLAMP SUPPORT 3/8 TUBING | SPECIALTY EQ
SS-TBP8 | P Clamp Support 1/2" & 12mm Tube size | SPECIALTY EQ
SS-V2NBM12-F8-11486 | SS 2 Valve Manifold 3/4"MNPT X 1/2" FNPT FS | SPECIALTY EQ
SS-V2NBM8-F8-G-11486 | SS Instrumentation Isolation Block & Bleed Valve, 1/2" MNPT, Grafoil Packing | SPECIALTY EQ
SS-XC6TA6TA6-24-CS | SS-XC6TA6TA6-24-CS Stainless Steel XC Series Hose 3/8" with tube stubs 24" long *FS | SIERRA VALVE
ST2 | ST2 | FASTENAL
ST2.5316 | Threaded Thermowell, Element Length (A)=2.5", Material: 316 Stainless (std), Process Thread: 3/4" NPT (std), Insertion (U)=1.63", Straight Shank, .260" bore, for 1/4" dia. Element, Overall (L)=2.88" | ELLIOTT ELEC
ST2-110 | 1-5/8" RATCHET LINK BLANK #4 | HYTORC
ST2-113 | 1-13/16"STEALTH2 RATCHET LINK 5 | HYTORC
ST3 | 1" MYERS HUB | REOTEMP
ST4 | ST4 | ELLIOTT ELEC
ST4-200 | 2" STEALTH-4 RATCHET LINK BLANK #4 | SUMMIT
ST4-203 | 2-3/16"STEALTH4 RATCHET LINK BLANK #5 | HYTORC
ST4316-S | Threaded Thermowell, Element Length (A)=4", Material: 316 Stainless (std), Process Thread: 3/4" NPT (std), Insertion (U)=2.5", Straight Shank, .260" bore, for 1/4" dia. Element, Overall (L)=4.25" | HYTORC
ST5 | 1-1/2" MYERS HUB | REOTEMP
ST5484E | Compressor Vibration Transmitter. AAA: FULL SCALE VIBRATION RANGE 121: 1.0 ips (25.4mm/SEC), PK EA 1.00 B: MOUNTING STUD 17: 1/4 X 28 UNF - 1/2" STUD MOUNT, 316 SST EA 1.00 C: HAZARD RATING 1: NRTL, CLASS 1, DIV 2, GRPS A, B, C & D, T4/T6 (INCREASED SAFETY) EA 1.00 D: 5484E CONNECTION 0: 4-20mA, 24" FLYING LEADS EA 1.00 E: HIGH PASS FILTER 0: 2 Hz EA 1.00 | ELLIOTT ELEC
ST5484E MOTOR VIBRATION | Motor Vibration Transmitter. AAA: FULL SCALE VIBRATION RANGE 121: 1.0 ips (25.4mm/SEC), PK EA 1.00 B: MOUNTING STUD 17: 1/4 X 20 UNF - 1/2" STUD MOUNT, 316 SST EA 1.00 C: HAZARD RATING 1: NRTL, CLASS 1, DIV 2, GRPS A, B, C & D, T4/T6 (INCREASED SAFETY) EA 1.00 D: 5484E CONNECTION 0: 4-20mA, 24" FLYING LEADS EA 1.00 E: HIGH PASS FILTER 0: 2 Hz EA 1.00 | METRIX
ST5484E-123-0010-00 | Seismic Velocity 4-20mA Transmitter, 2.0 IN/SEC Peak Full Scale Range, 303SS Housing, 1/4" NPT Stud, NRTL Class 1, Div 2, GRPS A-D (Non-Incendive), 2-Wire 24" Flying Leads, 2HZ High-Pass Filter, 1500HZ Low-Pass Filter | METRIX
ST5484E-123-0810-00 | SEISMIC VELOCITY 4-20mA TRANSMITTER, 2.0 IN/SEC PEAK FULL SCALE RANGE, 303SS HOUSING, M8-1.25 STUD, NRTL CLASS 1, DIV 2, GRPS A-D (NON-INCENDIVE), 2-WIRE 24" FLYING LEADS, 2HZ HIGH-PASS FILTER, 1500HZ LOW-PASS FILTER | DSI
ST5491E-021-120-00 | Metrix ST5491E-021-120-00 vibration transmitter. Plains 24144-01 | DSI
ST6304-1T | Threaded Thermowell Element Length (A)=6" Material: 304 Stainless (std) Process Thread: 1" NPT Insertion (U)=4.5" Tapered Shank .260" bore, for 1/4" dia. Element Overall (L)=6.25" | BASIN ENGINE
ST8 | 3" MYERS HUB | REOTEMP
STAINER | Job#20616-01 EVX Strainer | ELLIOTT ELEC
STAINLESS CLIPS | GATOR GUARD GRATING SADDLE CLIPS STAINLESS | ULTIMATE WEL
STAINLESS STEEL FLANGE | 2" 300# SS FLANGE WITH ½" THREADED PORT | TEINERT META
STAINLESS STEEL MATERIAL | Stainless Steel sample pot piping per quote #15990 | CITY PIPE
STAINLESS STEEL STATIC MIXER | "3/4-40S-3-3.2V-2 Standard Length - 0.75"" Schedule 40S (0.113"" Wall) 316/L Stainless Steel Static Mixer - 3 Fixed Low Pressure Loss Design 316/L Stainless Steel Mixing Elements and a Flow Straightening Vane - Male NPT Threaded Ends Length: 6"" Pressure Loss: 5.18 psi @ 15 GPM" | SIERRA VALVE
STAKEHOLDER GREY | 5 gallon kit of Hi-Solids Stakeholder Grey | KOFLO CORPOR
STAMPED STEEL CVR | Job # 21109-10 Charge back to moms meals | THE SHERWIN
STAND OFF | Stand Off | DEALERS
STANDARD NGL RTU PANEL | MPLX Standard NGL RTU Panel for 2 Meter Runs with Options 2 and 4. Model# MW-NGL-2-24-2-4 | A PLUS CONTR
STANDARD TRANSFORMER 3 EA | Job # 21109-10 Charge back to moms meals | ECI, INC.
START UP CHARGE | Start up Charge | DEALERS
START UP SUPPORT | 1. On-Site Programming Support | EXPANSE
STARTER | SIZE 2 20X20X8 120V | SHERMCO SYST
STARTER PANEL | Starter Panel
STARTER PANEL SIZE 2 | Starter Panel Size 2, 60A Fusible SW NEMA 3R. MFG PN: ECN5422AAEP6R63D Endeavor 20689 & 20690 | ELLIOTT ELEC
STARTUP | Startup including Labor, Mechanic, Helper, Mileage, Consumable and Nitrogen Dampener Charge
STARTUP STRAINER | BP060150300RFCS4200 6'' - 150/300# RF WEAMCO TYPE BP BASKET STRAINER 1/4'' HOLES ON 3/8'' CENTERS PERFORATED METAL CARBON STEEL OPEN AREA RATIO 200% - LENGTH = 12'' | ELLIOTT ELEC
START-UP STRAINER | ??? | KNIGHTEN MAC
STATE SALES TAX | (blank) | WEAMCO, INC
STATE TAXES | (blank) | ACE SPECIALT
STATIC DISCHARGE REEL | Static Discharge Reel | CUMMINS SALE
STATIC MIXER | ??? | ELLIOTT ELEC
STD NUT | (blank)
STD09 | WIRE MARKER TAPE DISPENSER WITH TAPE STD-0-9 | CITY PIPE
STEALTH CENTRIFUGAL PUMP | Curflo 3" x 2" x 13" MTX Duplex Carbon Steel ANSI Pump with 12.50" Trimmed Impeller and ANSI+ Cartridge Seal. Driven by 20HP 1800RPM 3PH TEFC Electric Motor, Skid Mounted with TB Woods Coupling Set and OSHA Approved Guard. Devon 22661-01, 22662-01 & 22663-01 | ELLIOTT ELEC
STEALTH CENTRIFUGAL PUMP 10K | Curflo Centrifugal 4” x 3” x 13” M3G2 CD4 ANSI pump with full impeller and AES ANSI+ cartridge seal driven by a 25HP, 1800RPM 480 VAC, 3 phase TEFC motor capable of pumping up to 11,500 BPD @ 56psi pump discharge) 78-85 SG crude oil. EP Energy 22711-01 & 22712-01 | STEALTH PUMP
STEALTH CENTRIFUGAL PUMP 5K | 3” x 2” x 13” Curflo MARK III Group II CD4 ANSI pump with full impeller and AES ANSI+ cartridge seal driven by a 20HP, 1800RPM 480 VAC, 3 phase TEFC motor capable of pumping up to 6,500 BPD @ 61psi pump discharge) 78-85 SG crude oil. EP Energy 22710-01 | STEALTH PUMP
STEALTH CHARGE PUMP | 1 x 1.5 - 8 Curflo ANSI pump, 3000 BPD @ 75 psig DP @ 0.78 SG, AES Seal, 20 HP, WEG 3600 RPM, 3PH, TEFC Electric Motor, Steel ANSI Base, Coupling, OSHA Approved Guard., NPSHr 5.14’ quote SCS 1556-19 Blue Mountain Quote# 8990 | STEALTH PUMP
STEALTH CUFLO | Curflo ANSI 1.5" x 1" x 8" Duplex Carbon Steel Pump w/ Trimmed 7.750" Impeller and ANSI + Cartridge Seal Driven by a 20HP 3600RPM 3PH TEFC Electric Motor Skid Mounted w/ OSHA Approved Couplings and Coupling Guard. Sized for 3500BPD @ 90PSI .80 - .85 S.G. Crude Oil. Canes Midstream 23202-01
STEALTH DISCHARGE DAMPENER 10K | Pump Discharge Pulsation Dampener 4” 600# ANSI RF 600 cubic inch with internal corvel coating and 6 ply nitrile rubber suction cartridge 1440psi max-500psi max charge. EP Energy 22711-01 & 22712-01 | STEALTH PUMP
STEALTH DISCHARGE DAMPENER 5K | Pump Discharge Pulsation Dampener 4” 600# ANSI RF 600 cubic inch with internal corvel coating and 6 ply nitrile rubber suction cartridge 1440psi max-500psi max charge. EP Energy 22710-01 | STEALTH PUMP
STEALTH MOTOR | ??? | STEALTH PUMP
STEALTH PLUNGER PUMP 10K | 300Q-5L Quintuplex Plunger Pump sized for 10,500BPD @ 1200 psi .80SG crude oil. 300Q-5L unit with A/B fluid end, 3.25” TC plungers, 838/858 packing, Murphy vibration switch and TB Woods sheave drive with 8VK belt drive system. Driven by WEG 300HP 1200RPM TEFC C1D2 electric motor. Skid mounted with sheave drive guard. EP Energy 22711-01 & 22712-01
STEALTH PLUNGER PUMP 5K | A-165T Triplex Plunger Pump Sized for 5,200BPD @ 1200 psi 78-85SG crude oil. 165T-5L unit with A/B fluid end, 3” TC plungers, 838/858 packing, Murphy L129CK1 and VS2, TB Woods sheave drive. Driven by 150HP 1200RPM TEFC C1D2 electric motor. Skid mounted with sheave drive guard. EP Energy 22710-01 | STEALTH PUMP
STEALTH PLUNGER PUMP LUB | Plunger Lubrication . EP Energy 22711-01 & 22712-01 | STEALTH PUMP
STEALTH PUMP | CURFLO 2 x 3 - 13" DI ANSI Pump Full Impeller with AES Viton Cartridge Seal Driven by a WEG 20HP 1800RPM 3PH TEFC Electric Motor Mounted on a Skid with OSHA Approved Couplings and Coupling Guard. | STEALTH PUMP
STEALTH PUMP 450BPH | Curflo ANSI 3X4-8G WCB Pump with Trimmed Impeller to 6.75" with AES ANSI+ Cartridge Seal Driven by WEG 20HP 3600RPM, 3PH, TEFC Electric Motor Skid Mounted with TB Woods Coupling Set and OSHA Approved Coupling Guard. Verdun Oil 21452-01 & 02 | STEALTH PUMP
STEALTH PUMP 8048 | ??? | STEALTH PUMP
STEALTH SUCTION DAMPENER 10K | Pump Suction Pulsation Dampener 8” 150# ANSI RF 900 cubic inch with internal corvel coating and 4 ply nitrile rubber suction cartridge 150psi max-125psi max charge. EP Energy 22711-01 & 22712-01
STEALTH SUCTION DAMPENER 5K | Pump Suction Pulsation Dampener 6” 150# ANSI RF 600 cubic inch with internal corvel coating and 4 ply nitrile rubber suction cartridge 150psi max-100psi max charge. EP Energy 22710-01 | STEALTH PUMP
STEALTH-2 | LOW CLEARANCE BOLTING MACHINE | STEALTH PUMP
STEALTH-4 | LOW CLEARANCE BOLTING MACHINE | HYTORC
STEEL | All material on Quote #918202403 | HYTORC
STEEL BUTTERFLY CLIPS | (blank) | TEINERT META
STEEL CLIP | Galvanized steel butterfly clip | TEINERT META
STEEL FABRICATION | Fab steel structure | TEINERT META
STEEL HEX NUT 100EA | Job # 21109-10 Charge back to moms meals | ULTIMATE WEL
STEEL MATERIAL | All material on Quote #107202101 | DEALERS
STEEL PLATE FAB | Includes all labor and materials | TEINERT META
STEEL WASHER GR8 | 5/8 USS FLAT STEEL WASHER GR 8 | ULTIMATE WEL
STEEL WASHER GRADE 8 | 1 INCH USS FLAT STEEL WASHER GR 8 YELLOW ZINCPLATED | CITY PIPE
STEEL WELDED BOX | Job # 21109-10 Charge back to moms meals | CITY PIPE
STEM | Stem | DEALERS
STEM PACKING | ??? | THE SHERWIN
STEM PROTECTOR | ???
STEVE CHRISMAN ESCORT #964322 | (blank)
STF050 | STF050 1/2-EF/LT-GRAY L1Q-TITE COND | E.L FARMER
STF075 | STF075 3/4-EF/LT-GRAY L1Q-TITE COND | DEALERS
STF150 | STF150 1-1/2-EF/LT-GRAY LIQ-TITE COND | DEALERS
STG 3 | CCHM STG3 1-IN ZINC INS GRD HUB ZINC; 1 IN; GRNDG; NEMA 2/3/3R/4/4X/12; APVL UL, CSA | DEALERS
STG 6 | 2" STG 6 Zinc Ins Grd Hub | SUMMIT
STG5 | 1-1/2" GROUND CONDUIT HUB | SUMMIT
STG6 | 2" GROUND CONDUIT HUB | ELLIOTT ELEC
STG7 | 2-1/2" GROUND CONDUIT HUB | ELLIOTT ELEC
STG8 | 3" GROUND CONDUIT HUB | ELLIOTT ELEC
STG8 (3” GROUNDED CONDUIT HUB | STG8 (3” grounded conduit hub | ELLIOTT ELEC
STL8 | 8 OZ CAN THREAD LUBE | ELLIOTT ELEC
STOCK CONSUMABLES | ??? | ELLIOTT ELEC
STOCK WELD FITTINGS | ALL MATERIAL FROM QUOTE# ODE14029 MTRs required
STOCK WELD SUPPLIES | All materials on Quote #ODE09102 | INDUSTRIAL
STOP STATION | Emergency Stop Staion W/Mushroom head | INDUSTRIAL
STRAIGHT DIVIDER | US TRAY DS-A6-12 STRAIGHT DIVIDER 6IN X 12FT | ELLIOTT ELEC
STRAINER | Weld Strainer | REXEL
STRAINER 6" VIC ADAPTER | DANGR77886 6in Ptd Gruvlok Flange Adapter Medallion 22027-01 thru 22041-01 | SUMMIT
STRAINER 6" VIC CAP | DANGR70746X1 6in Std Gruvlok Cap, 1in Tap Medallion 22027-01 thru 22041-01 | ULTIMATE WEL
STRAINER 6" VIC COUPLING | DANGR70036 6in Ptd HingeLok Coupling, T Gskt Medallion 22027-01 thru 22041-01 | MCCARTY EQUI
STRAINER 6" XH PIPE | 10' of 6" XP Pipe Domestic for Strainer Fabrication. EVX 21526, 21527 & 21528 | MCCARTY EQUI
STRAINER 6" XH WELD CAPS | 6" XH Weld Caps for Strainer Fabrication. EVX 21526, 21527 & 21528 | MCCARTY EQUI
Strainer Basket | (VBS) Vertical Basket Strainer replacement screen, 14 Ga. 304SS, 1/8" Round Holes on 3/16" Staggered Centers Perf. No Mesh, 1/4” Thick, Carbon Steel Basket Ring Basket Dims: 22-1/2" OD x 18.00” ID x 30-1/2” Long 40-3/8” O.A.L. with Handle Handle: 0.25” Thick x 1-1/2” Wide | CITY PIPE
STRAINER BASKET | (VBS) Vertical Basket Strainer replacement screen, 14 Ga. 304SS, 1/8" Round Holes on 3/16" Staggered Centers Perf. No Mesh, 1/4” Thick, Carbon Steel Basket Ring Basket Dims: 22-1/2" OD x 18.00” ID x 30-1/2” Long 40-3/8” O.A.L. with Handle Handle: 0.25” Thick x 1-1/2” Wide | CITY PIPE
STRAINER BASKET ONLY | ??? | EGGELHOF, IN
STRAINER BASKETS | TITAN BS55-65-3” REPLACEMENT BASKET ONLY IN 304SS, ¼” PERF MATERIAL | EGGELHOF, IN
STRAINER COATING | Coat strainer baskets with corvel 1660. EVX 22206-01 & 22207-01
STRAINER COATING 61 | Coat 4" SS Strainer Baskets. EVX 21861-01 | EGGELHOF, IN
STRAINER FAB | (blank) | NORTH BASIN
STRAINER GASKET | TITAN BS85-3” REPLACEMENT LID GASKET ONLY | NORTH BASIN
STRAINER MATERIAL | 1/8 X 3/4 STAINLESS STRIP TYPE 304 *LIGHT BLUE*, 12' EACH | ULTIMATE WEL
STRAINER SJT7160T61P VIC CAP | SJT7160T61P 6in Std Ptd Grooved End Cap w/1" Tap. Medallion 22812-01 thru 22818-01 | EGGELHOF, IN
STRAINER SJT71806P ADAPTER | SJT71806P 6in Std Ptd Univ. Grooved Flange Adapter. Medallion 22812-01 thru 22818-01 | TEINERT META
STRAINER SJTG286PBT COUPLING | SJTG286PBT 6in Black Hinged Lever Grooved Coupling Nitrile Gasket. Medallion 22812-01 thru 22818-01 | MCCARTY EQUI
STRAINER/SEAL POT | (blank) | MCCARTY EQUI
STRAINER/SEALPOT | (blank) | MCCARTY EQUI
STRAINER/SEALPOT FAB | (blank) | ULTIMATE WEL
STRAINERS | (blank) | ULTIMATE WEL
STRAINERS/SEAL POT | (blank) | ULTIMATE WEL
STRAINERS/SEALPOT | (blank) | ULTIMATE WEL
STRAINERS/SEALPOTS | (blank) | ULTIMATE WEL
STRAP | 1/4"-20 SS Screw | ULTIMATE WEL
STRATEGY AND PROJECT MANAGEMENT | Strategy and Project Management - One-Time CCUS Ad Strategy | ULTIMATE WEL
STRENGTHENING BAR KIT | Job # 21109-10 Charge back to moms meals | ELLIOTT ELEC
STRESS PIPING | Heat treat piping | MARKETING RE
STRESS RELIEF CYCLE | .5 Stress Relief Cycle | FIREFOLD
STR-GRN CUT | Job # 21109-10 Charge back to moms meals | GEORGE BROTH
STRICKLAND WELDING PIPE | Strickland welding pipe | HAMILTON ENG
STRUCTURAL CAD | 1 1/4 F436 STRUCTURAL FW CAD | STRICKLAND
STRUCTURAL MATERIAL | All Structural material per quote# 306202401 | CITY PIPE
STRUCTURAL STEEL | All material on Quote #606202405 | TEINERT META
STRUCTURAL STEEL 24524 | All Steel per quote# 424202401 | TEINERT META
STRUCTURAL STEEL 24525 | All Material per Quote# 424202402 | TEINERT META
STRUCTURAL STEEL 24644 | All Structural steel per quote# 530202401 | TEINERT META
STRUT | B22SH120 GLV STRUT B22SH120 PG 12 GAGE SLOTTED 15/8X15/8 STRUT | TEINERT META
STRUT NUT 100EA | Job # 21109-10 Charge back to moms meals | SUMMIT
STRUT NUT 80EA | Job # 21109-10 Charge back to moms meals | DEALERS
STUD | 5/8 X 3 3/4 BLACK STUD | DEALERS
STUD- 1 X 16 CAD | (blank) | CITY PIPE
STUD- 1 X 7 BLACK | (blank) | CITY PIPE
STUD- 1 X 7 CAD | STUD- 1 X 7 CAD PLATED A193 B7 W/ 2 HEX NUTS | CITY PIPE
STUD- 1 X 7 CAD PLATED | (blank) | ELLIOTT ELEC
STUD- 1/2 X 3-1/2 BLACK | (blank) | CITY PIPE
STUD- 1/2 X 3-1/2 CAD PLATED | (blank) | CITY PIPE
STUD- 1-1/8 X 8 CAD | STUD- 1-1/8 X 8 CAD PLATED A193 B7 W/ 2 HEX | CITY PIPE
STUD- 3/4 X 4 CAD | STUD- 3/4 X 4 CAD PLATED A193 B7 W/ 2 HEX | CITY PIPE
STUD- 3/4 X 4-1/2 | STUD- 3/4 X 4-1/2 BLACK A193 B7 W/ 2 HEX NUTS | CITY PIPE
STUD- 3/4 X 4-1/2 CAD | STUD- 3/4 X 4-1/2 CAD PLATED A193 B7 W/ 2 HEX | CITY PIPE
STUD- 3/4 X 4-1/2 CAD PLATED | (blank) | CITY PIPE
STUD- 3/4 X 5 CAD PLATED | STUD- 3/4 X 5 CAD PLATED A193 B7 W/ 2 HEX Nuts | CITY PIPE
STUD- 3/4 X 5-1/2 CAD | (blank) | CITY PIPE
STUD- 3/4 X 6 CAD PLATED | STUD- 3/4 X 6 CAD PLATED A193 B7 W/ 2 HEX | CITY PIPE
STUD- 3/4 X 7 CAD | (blank) | CITY PIPE
STUD- 3/4 X 7 CAD STUDS | STUD- 3/4 X 7 CAD PLATED A193 B7 W/ 2 HEX Nuts | CITY PIPE
STUD- 5/8 X 3-1/2 CAD | STUD- 5/8 X 3-1/2 CAD PLATED A193 B7 W/ 2 HEX | CITY PIPE
STUD- 5/8 X 3-1/2 CAD PLATED | STUD- 5/8 X 3-1/2 CAD PLATED A193 B7 W/ 2 HEX Nuts | CITY PIPE
STUD- 5/8 X 3-3/4 | STUD- 5/8 X 3-3/4 BLACK A193 B7 W/ 2 HEX NUTS | CITY PIPE
STUD- 5/8 X 3-3/4 BLACK | STUD- 5/8 X 3-3/4 BLACK A193 B7 W/ 2 HEX NUTS | CITY PIPE
STUD- 5/8 X 3-3/4 CAD | STUD- 5/8 X 3-3/4 CAD PLATED A193 B7 W/ 2 HEX | CITY PIPE
STUD- 5/8 X 4 | STUD- 5/8 X 4 BLACK A193 B7 W/ 2 HEX NUTS | CITY PIPE
STUD- 5/8 X 4-1/2 CAD | (blank) | CITY PIPE
STUD- 5/8 X 6-1/2 CAD | (blank) | CITY PIPE
STUD 5/8-11 X 6 1/2 BLACK | (blank) | CITY PIPE
STUD- 7/8 X 6 CAD | (blank) | CITY PIPE
STUD- 7/8 X 6-1/2 BLACK | (blank) | CITY PIPE
STUD- 7/8 X 6-1/2 CAD | (blank) | CITY PIPE
STUD 7/8 X 7-1/2 CAD | Stud 7/8 x 7-1/2 Cad | CITY PIPE
STUD- 7/8 X 8 CAD | (blank) | CITY PIPE
STUD BLOCK | 1P STUD BLOCK | CITY PIPE
STUDS | 5/8" X 3 3/4" B7 STUDS | CITY PIPE
STUDS & GASKETS | All material on Quote #Q25105039 | CITY PIPE
STUDS & THREADED ELL | ??? | CITY PIPE
STUDS 3/4" X 7-1/2 CAD | Studs 3/4" x 7-1/2 Cad
STUDS 7/8" X 6-1/2 CAD | Studs 7/8" x 6-1/2 Cad | CITY PIPE
STUDS AND GASKETS | Studs and gaskets | CITY PIPE
STUDS, GASKETS AND UBOLTS | ??? | CITY PIPE
STUDS/BOLTS/GASKETS/FLANGES | All material on Quote #Q25104795
STUDS/GASKETS/THREADED FITTINGS | All material on Quote #ODE29523
STUFFING BOX GUARD | ??? | INDUSTRIAL
STX340S316/L | 3" S40 SML SA/A312/376T316/L 1 PC L- 12' 0" SQ/SQ CTL
STX440S316/LSL | 4" S40 SML SA/A312/376T316/L 1 PC L- 0' 15" SQ/SQ CTL | INDUSTRIAL
SU-24 | SU-24 1-1/2" TUBING UNION 316SS | INDUSTRIAL
SUBSCRIPTION | ??? | SPECIALTY EQ
SUBSCRIPTION ID 57594882808865 | AutoCAD LT ¦ Annual, Commercial, Standard
SUBSCRIPTION ID 57594882812399 | AutoCAD - including specialized toolsets ¦ Annual, Commercial, Standard | TEAM D3
SUBSCRIPTION ID 62276202380370 | AutoCAD - including specialized toolsets ¦ Annual, Commercial, Standard | TEAM D3
SUBSCRIPTION ID 63528559321680 | AutoCAD - including specialized toolsets ¦ Annual, Commercial, Standard | TEAM D3
SUCT/DISCH. DAMPENERS | SPOOL ASSY W/ SUCT/DISCH. DAMPENERS PLASTIC COATED SPOOL ASSY. ********** 4" 900# FLANGES ON DISCHARGE SPOOLS | TEAM D3
SUCTION & DISCHARGE DAMPENERS | DAMPENER-PULSATION-SUCTION 8" ANSI 150# RF 900 CUBIC INCH WITH INTERNAL CORVEL COATING AND 4 PLY NITRILE RUBBER DISCHARGE SUCTION 150PSI MAX-125PSI MAX CHARGE DAMPENER-PULSATION-DISCHARGE 4" ANSI 600# RF 600 CUBIC INCH WITH INTERNAL CORVEL COATING AND 6 PLY NITRILE RUBBER DISCHARGE CARTRIDGE 1,440PSI MAX-500PSI MAX CHARGE | KNIGHTEN MAC
SUCTION DAMPENER | Suction Pulsation Dampener w/6.0" 150# RF Flange | STEALTH PUMP
SUCTION PRESSURE TRANSMITTER | Rosemount 2051 In-Line Pressure Transmitter 2051TG1A2B21AE5M5S5Q15 | ODESSA PUMPS
SUCTION PRESSURE TRANSMITTER MANIFOLD | Rosemount 306 In-Line Manifold 0306RT22BA11SG | ROSEMOUNT, I
SUCTION SCRUBBER | ASME code 20" Vertical Scrubber x 70" seam to seam,RT1,and PWHT built as per finalized drawing | ROSEMOUNT, I
SUCTION SCRUBBER 20" | SUCTION SCRUBBER 20" DIA 55" SEEM TO SEEM 3" INLET 3" DISCHARGE | CEBALLOS FAB
SUCTION SCRUBBER VESSEL | 24" OD x 70" Sm/Sm x 213 psig vertical, 2 phase SUCTION SCRUBBER VESSEL carbon steel construction, with modified 8” blind flange closure with davit WITH POST WELD HEAT TREAT FOR SERVICE per project specifications. Drawing Approval prior to Fab XTO Job# 21416 & 21417 | CEBALLOS FAB
SULZER 3X1.5-13 PUMP | Conditions: 10,000BPD @ 45PSI -- 48-51 API Crude Oil Pump: Sulzer ANSI CPE24-1.5 3x1.5-13, Ductile Iron. Impeller: 11.91" Seal: Single Cartridge, C/SC/Viton/316SS Motor: 15HP 1800RPM TEFC 3-Phase, Cl I Div II Rated Coupling: Woods with Spacer Guard: Aluminum Non-Sparking Skid Mounted on Channel Steel Verdun 22170-01 | KMI FAB
SULZER ANSI CPE24-2 3X2-13 | Conditions: 10,000BPD @ 60PSI -- 50API Crude Oil Pump: Sulzer ANSI CPE24-2 3x2-13, Ductile Iron Impeller: 12.50" Seal: 1.875" Single Cartridge, C/SC/Viton/316SS Motor: 25HP 1800RPM TEFC 3-Phase Coupling: Woods with Spacer Guard: Aluminum Non-Sparking Skid Mounted on Channel Steel | ZONE INDUST
SULZER CHARGE PUMP | Skidded Pump and Motor Package Order Line Notes: Conditions: 10,000BPD @ 60PSI -- 50API Crude Oil Pump: Sulzer ANSI CPE24-2 3x2-13, Ductile Iron Impeller: 12.50" Seal: 1.875" Single Cartridge, C/SC/Viton/316SS Motor: 25HP 1800RPM TEFC 3-Phase Coupling: Woods with Spacer Guard: Aluminum Non-Sparking Skid Mounted on Channel Steel | KNIGHTEN MAC
SULZER CPE24-1.5 | SULZER CPE24-1.5 3X1.5-13 ANSI PUMP , DUPLEX STAINLESS CONSTRUCTION, 150# FF FLANGE, 12.70" IMP. TRIM, 316SS TANDEM SC/AFLAS/CAR/AFLAS CARTRIDGE SEAL, DRIVEN BY 10HP, 1800RPM, 3PH, TEFC, PREMIUM EFF. MOTOR, MOUNTED ON STEEL CHANNEL BASE, 5PC SPACER COUPLING, ANSI BARREL GUARD. | ZONE INDUST
SULZER CPE24-2 | Conditions: 10,000BPD @ 60PSI -- 50API Crude Oil Pump: Sulzer ANSI CPE24-2 3x2-13, Ductile Iron Impeller: 12.50" Seal: 1.875" Single Cartridge, C/SC/Viton/316SS Motor: 25HP 1800RPM TEFC 3-Phase Coupling: Woods with Spacer Guard: Aluminum Non-Sparking Skid Mounted on Channel Steel | KNIGHTEN MAC
SULZER CPE24-2 2X3-13 | SULZER CPE24-2 2X3-13 ANSI PUMP, DUCTILE IRON CONSTRUCTION, 150# FF FLANGE, 11.71" IMP TRIM, 316SS SINGLE SC/CAR/AFLAS CARTRIDGE SEAL, DRIVEN BY 20HP, 1800RPM, 3PH, TEFC, PREMIUM EFF. MOTOR, MOUNTED ON ROLLED STEEL BASE, 5PC SPACER COUPLING, ANSI BARREL GUARD. | KNIGHTEN MAC
SULZER CPE24-3 3X4-13 | CPE24-3 3X4-13 25HP UNIT CONSISITNG OF: SULZER CPE24-3 3X4-13 ANSI DUCTILE CONSTRUCTION, 150# FF FLANGE 11.91" SS IMP. TRIM, AFLAS CARTRIDGE SEAL DRIVEN BY 25HP, 1800RPM, 3PH, TEFC PREMIUM EFF. MOTOR, MOUNTED ON STEEL CHANNEL BASE, 5PC SPACER COUPLING, APPROVED GUARD. | KNIGHTEN MAC
SULZER PUMP | Skidded Pump and Motor Package Order Line Notes: Conditions: 8000BPD (5-6000 capable) @ 170PSI -- Produced Water Pump: Sulzer ANSI CPE22-1.5 "C" 3x1.5-10 Duplex SS Impeller: 9.45" - Closed Design For Better Efficiency. Seal: Single Cartridge, C/SC/Viton/316SS Motor: 50HP 3600RPM TEFC 3-Phase, Cl I Div II Coupling: Woods with Spacer Guard: Aluminum Non-Sparking Skid Mounted on Channel Steel. Validus Energy 22258-01 = Kowalik 1 22259-01 = Love 1 22260-01 = Dougherty 1 22261-01 = Alvin NK 1 | KNIGHTEN MAC
SULZER PUMP CPT22-1C | ??? | ZONE INDUST
SUMMIT 1.5X3-8 PUMP | Pump: Summit 2196 ANSI 1.5x3-8 Ductile Iron, ST Impeller: 6.625in Motor: 10HP 3600RPM TEFC 3-Phase Seal: 1.375in Single Cartridge, Aflas O-Rings Skid Mounted, No Legs Conditions: 5,000BPD @ 50PSI -- 35-75 API Crude Oil Job # 20104
SUMMIT 2196 1.5X3-13 | Summit 2196 ANSI 1.5x3-13 Ductile Iron Pump, Impeller 11.375”, Single Cartridge Seal, 10HP 1800RPM TEFC Motor. Skid mounted w/ Coupling and OSHA approved guard with Tandem Seal adder, w/ API Plan 11/52 Seal. Targa Job# 20164-01 | BASIN ENGINE
SUMMIT 2196 ANSI 1X2-10 25HP | Conditions: 100BPH @ 150PSI -- Crude Oil, 0.88SG Pump: Summit 2196 ANSI 1x2-10 Ductile Iron Impeller: 9.00in Motor: 25HP 3600RPM TEFC 3-Phase Seal: 1.750in Single Cartridge, AFLAS O-Rings Skid Mounted on Channel Steel, No Legs | BASIN ENGINE
SUMMIT 2196 ANSI 3X4-10 | BOOSTER PUMP Conditions: 835BPH @ 120PSI -- 0.8SG Crude Oil Pump: Summit 2196 ANSI 3x4-10 Ductile Iron, MT Impeller: 9.75in Motor: 75HP 3600RPM TEFC 3-Phase Seal: 1.750in Single Cartridge, AFLAS O-Rings Skid Mounted on Channel Steel, No Legs. with API Plan 11 Seal Flush Installed | BASIN ENGINE
SUMMIT 2X3 W/ 15HP | ??? | BASIN ENGINE
SUMMIT 3X4-8 PUMP | Conditions: 1000BPH @ 70PSI -- 0.772-0.825SG, 1.2-3.1cP Pump: Summit 2196 ANSI 3x4-8G Ductile Iron, MT Impeller: Full Trim Motor: 50HP 3600RPM TEFC Seal: 1.750in Single Cartridge Skid Mounted, No Legs
SUMMIT 4X6-13 | 0.00 1.00 EA (001) SKIDDED PUMP PACKAGE EA 6500.00 6,500.00 1.0 Skidded Pump Package 1.0 Order Line Notes: CHARGE PUMP Conditions: 835BPH @ 50PSI -- 0.8SG Crude Oil, Pressure Designed To Properly Flood Suction of Booster Pump Pump: Summit 2196 ANSI 4x6-13 Ductile Iron, MT Impeller: 12.00in Motor: 40HP 1800RPM TEFC 3-Phase Seal: 1.750in Single Cartridge, AFLAS O-Rings Skid Mounted on Channel Steel, No Legs. with API Plan 11 Seal Flush Installed | BASIN ENGINE
SUMMIT BOLTED ENCLOSURE | SPK-ECC 21,606.26 E 21,606.26 NEMA 4/7/9 EXPLOSION PROOF JUNCTION BOX W/ 200A NON-FUSED DISCONNECT, SIZE 2 COMBO STARTER PANEL W/ 3P 50A HMCP MAIN BREAKER, 3 POSITION SWITCH H-O-A, RESET PUSH BUTTON, 1PH, 3W, 120/240 MLO PANELBOARD W/ (12) 1P 20A BAB BRANCH BREAKERS & BREATHER/DRAIN INSTALLED *3KVA TRANSFORMER TO BE INSTALLED IN THE FIELD TO TIE INTO JUNCTION BOX NOT INCLUDED ON THIS QUOTE* 20 1 Q003LEKF 427.50 E 427.50 HAM Q003LEKF PRIMARY VOLTAGE 240 X 480 V; SECONDAR VOLTAGE 120/240 V; 60 HZ; POWER RATING 3 KVA; INS ULATION CLASS 180; TEMPERATURE RISE 115 DEG C; SIZ E 7 INCH W X 6.5 INCH D X 11.25 INCH H; APPLICABLE STANDARD ANSI, ABS, NEMA, OSHA; APPROVAL UL (CANA DA AND US) | BASIN ENGINE
SUMMIT CHARGE PUMP | 3x4-17 Pump 40HP 1800RPM 1.0 Summit LTO 3x4-17 Pump WEG 40 HP | SUMMIT
SUMMIT SPK-ECC UPS | ENCLOSED 30"X24"X10" UPS PANEL - LAID OUT PER CUSTOMER SUPPLIED DRAWINGS - QTY.2 UPSBAT TO BE MOUNTED ON ENCLOSURE BACK PANEL **INCLUDING 120VAC-24VDC POWER SUPPLY** *OFFERING 36X30X12 AS PREVIOUSE DESIGN** *PROJECT DURATION: DESIGN DRAWINGS: 3-5 BUSINESS DAYS A.R.O* **FABRICATION COMPLETE: 25-40 BUSINESS DAY LEAD AFTER APPROVAL OF DRAWINGS** Canes Midstream 23202-01 | BASIN ENGINE
SUMP BOX | 10 GA STEEL SUMP BOXES 50” LONG X 18” WIDE X 24” TALL WITH LID HINGED ON TOP AND 6-3/16” LONG TUBE FEET | SUMMIT
SUMP BOX LIDS | Sump Box Lids W/Handles 10ga | METAL SPECIA
SUNDYNE 14-004UC, O-RING | Sundyne 14-004UC, O-Ring | METAL SPECIA
SUPER 33+ VINYL ELEC TAPE | SUPER 33+ VINYL ELEC TAPE,3/4" X 76',BLACK | DXP ENTERPRI
SUPER DUTY VAC SYS | SUPER DUTY VAC SYS, TVP-300-LB-DT, 230CFM, 14HP DIESEL, 12" INCLUDES : - Galvanized DOT Approved Trailer w/ LED Lights & E-Brakes - 300 Gallon Heavy Duty Steel Tank - 230 cfm Vacuum Pump w/ 16 HP DIESEL e-start engine - 3" x 30' Suction hose w/ 5’ Vac Suction Wand - Primary, Secondary, Muffler, Pressure relief valves, Gauge - 4" offload port w/ bronze lever valve - Two 5" Sight Eyes at rear of tank - 12" manway - Painted Epoxy White | ELLIOTT ELEC
SUPER33BLK | Scotch Super 33 Blk Electrical tape | WASTECORP
SUPERSTRIP MECL/NMP | (blank) | ELLIOTT ELEC
SUPPLY CHAIN CHARGE | Supply Chain Charge | THE SHERWIN
SUPPLY CHAIN CHRG | (blank) | THE SHERWIN
SUPPLY CHAIN CHRG 4% | (blank) | THE SHERWIN
SUPPORT ROLLER | GRN 00936 SUPPORT ROLLER-555 SUPPORT UNIT,1/2-1-1/4 | THE SHERWIN
SUPPORTS | (blank) | SUMMIT
SURCHARGE | Toptech Surcharge | ULTIMATE WEL
SURFACE WRAP FIXTURE | 4WNLED-LD4-4 0SL-F-UNV-L8 35-CD1-U 4FT LED SURFACE WRAP FIXTURE | TOPTECH SYST
SURGE PROTECTION DEVICE | CVX50 EFA ASM CVX050-480Y | GRAYBAR
SURGE PROTECTOR | CVX50 EFA ASM CVX050-480Y | ELLIOTT ELEC
SUT-24 | 1.50" TUBING UNION TEE 316SS SHF TUBE FITTING | ELLIOTT ELEC
SVC POST CONN | SVC Post Conn | SPECIALTY EQ
SVCOC-DRIVE PACKAGE | SVCOC-DRIVE PACKAGE Yaskawa A1000 Drive 480 V., 200 HP, 250 A., Protected Chassis Enclosure, Input=6P, Constant Torque mounted in a NEMA 3R enclosure VF4A0250T43RNC1NN 200HP / 250amp To Include: 1 65x36x20 VENTED ENCLOSURE 1 LEGS 1 MCCB BACK PAN 1 HMI COVER 1 SURGE ARRESTOR 1 3 POSITION SWITCH (HOA) 1 CPT, 480-120 1 MOLDED CASE CIRCUIT BREAKER 1 HANDLE MECH KIT 1 CONTROL WIRING FOR EXTERNAL SPEED SOURCE, FREQUENCY OUT, REMOTE RUN, RUN STATUS, FAULT STATUS AND DIGITAL INPUT FOR EXTERNAL FAULT | ELLIOTT ELEC
SVL 10-24-100 SVL | 100-240 VAC Input, 24 VDC Output, 10 Amp Power Supply Pioneer Job# 21460-19, 21460-20 and 21802-02 | GLOBAL ENERG
SW .875-LAP-EVGRN | 1/4 14 X 7/8 LAP SCREW - EVGRN | REXEL
SW 1.25-TEK-EVGRN | 12-14 X 1 1/4 SELF DRILLER TEK - EVGRN | BULLDOG STEE
SW 12" FRAME ONLY | SW 12" Frame only | BULLDOG STEE
SW FLANGE | 1" RF SW Flange, 150# | THE SHERWIN
SW GATE VALVES | ??? | SMP SUPPLY
SW RED TEE | 1" X 3/4" 3M SW RED TEE A105
SW SUBSCR INIT | SolidWorks Premium Subscription Service Initial - 1 YR | INDUSTRIAL
SW SWX PREM | SolidWorks Premium - Standalone | MLC CAD
SW.875-LAP-EVGRN | 1/4-14 x7/8 Lap Screw - Evergreen | MLC CAD
SW.875-LAP-TN | 1/4-14 x7/8 Lap Screw - Tan | THE SHERWIN
SW1.25-TEK-EVGRN | 12-14x1 1/4 Self Driller TEK - Evergreen | BULLDOG STEE
SW1.25-TEK-TN | 12-14x1 1/4 Self Driller TEK - Tan | BULLDOG STEE
SW-4031 STRUCTURAL GREY | SW-4031 STRUCTURAL GREY 5gal Kits | BULLDOG STEE
SWAGE | SWAGE- THD 2 X 1-1/2 STD | BULLDOG STEE
SWAGE 3/4" X 1/4" XH | Swage 3/4" x 1/4" XH | CITY PIPE
SWAGE NIPPLE | 3x2 40 Swage Npl Zinc Pltd BM-5404-N-48-32 | CITY PIPE
SWAGE THD 1 X 1/2 XH | SWAGE THD 1 X 1/2 XH | HOSE OF SOUT
SWAGE- THD 1 X 1/2 XH | (blank) | CITY PIPE
SWAGE THD 1 X 3/4 XH | SWAGE- THD 1 X 3/4 XH | CITY PIPE
SWAGE THD 1/2 X 1/4 XH | Swage THD 1/2 X 1/4 XH | CITY PIPE
SWAGE- THD 1/2 X 1/4 XH | SWAGE- THD 1/2 X 1/4 XH | CITY PIPE
SWAGE- THD 1-1/2 X 1-1/4 XH | (blank) | CITY PIPE
SWAGE- THD 1-1/2 X 3/4 XH | SWAGE- THD 1-1/2 X 3/4 XH | CITY PIPE
SWAGE- THD 2 X 1-1/2 XH | (blank) | CITY PIPE
SWAGELOK 125PSI | Swagelok Relief Valve: Model SS-R4S8 w/Blue Spring Kit (177-13K-R4-A) Set @ 125psi Liquid Service. SafeRack 21506 & 21507 | CITY PIPE
SWAGELOK CRACKING CHECK | 1" FNPT 3000# CHECK VALVE, 316SS, NEOPRENE SEALS, 25 PSI CRACKING PRESSURE, #SS-CHF16-NE-25
SWAGELOK KPF REGULATOR | OPTION: SWAGELOK KPF REGULATOR ASSEMBLY- Including Solenoid Protection with Swagelok Regulator Model KPF1LWH8A8P20000, Inlet PI Model PGI-63C-PG1000- 0-1000 PSI,Outlet PI Model PGI-63C-PG300-LAOX 0-300 PSI, PSV Model SS-RL3M4-F4-SETA200 set at 200 PSI. LEAD TIME APPROXIMATELY 62 DAYS. | SWAGELOK WES
SWAGELOK SS-600-C | SWAGELOK SS-600-C 316 Stainless Steel Cap for 3/8 in. OD Tubing | MIDSTREAM VA
SWAGE-LOK SS-600-C | ??? | CHEMTEC
SWAGELOK SS-8CPA2-50-SET | 1/2" MNPT adjustable check valve, 50 to 150, Valve set at 50 PSI. Medallion 22308-01 thru 22317-01 | SPECIALTY EQ
SWAGELOK SS-8-TA-7-4 | ???
SWEDGE | 1 1/2" X 2" SWEDGE SCH 80 | SWAGELOK WES
SWIFTY CUTTING TOOL | (blank) | CITY PIPE
SWING CHECK VALVE | 3" 600# WHEATLEY SWING CHECK VALVE NACE | GDL INDUSTRI
SWITCH | 1510 = Side Mounted, Float Operated B = 303SS Construction G = Side Integral Process Connection 5 = 1-1/2 Inch A = NPT (M) C = 316/316LSS Float W = Hermetically Sealed Reed Switch, 1 Amp 110VAC, 3 Amps 28VDC 1 = 1 SPDT ES = Electric Level Switch, 1/2“ NPT (F) Conduit Connection CS = CSA Certification | CITY PIPE
SWITCH 15A 120V | switch 15A 120V | SLATER CONTR
SWITCH BRACKET | ??? | ELLIOTT ELEC
SWITCH TOGGLE | Switch Toggle 20A
SWITCH UE | United Electric Series 12 PSI Switch 12SHSN6A | ELLIOTT ELEC
SWITCHBOARD | PRLC SWITCHBOARD 4000A M-T-M | RELEVANT SOL
SWITCHES | ??? | ELLIOTT ELEC
SWITCHOVER 125PSIG | PART NUMBER: 20080010CHANGEOVER MANIFOLD, 10-125 PSIG; 1 X 1 SETUP WITH 36� LONG STAINLESS STEEL PIGTAILS AND 580 CGA WITH INTEGRATED CHECK VALVES; BLOCK AND BLEED PURGE VALVES; HELIUM LEAK CHECK AS AN ASSEMBLY; COMPLIANCE WITH CGA E-4; CLEANLINESS EXCEEDING CGA G-4.1 (BRAND: HARRIS #4704636)SINGLE CYLINDER WALL BRACKETDIASHADE 37 WITH REDUCED SURFACE RESISTANCE, DIMENSIONS: 150X240X350MMREFER TO QUOTE 18105 REV B, LINE 6
SWIVEL | 4" STYLE 40 SWIVEL ASSEMBLY | CHEROKEE M&C
SWIVEL ASSEMBLY | ??? | EXCEL LOADIN
SWIVEL JOINT | ???
SWIVEL JOINT 2 | ???
SWIVEL JOINT ASSEMBLY | ???
SWKEZ | (blank)
SX1000-CC8 | H-Series config cbl kit | SUMMIT
SYN.PLH | Assembly of Customer Provided (1) 50HP VFD, (2) 7.5HP VFD, and other misc components into one customer provided enclosure | GDL INDUSTRI
SYNTHETIC LPG WS 150 BLUE | 275 gallon tote | SYNERGY
SYS-000421 | Sloan System for a Ro-Flo tandem 17L-217M. Includes an electric motor driven lubricator with pumps and manifolds, loose filter, gauge and divider assemblies mounted on brackets, and MPS's. Steel pipe fittings and Swagelok stainless steel tube fittings | TULCO OILS
SZ LED SYSTEM | Z LED SYSTEM LIGHT 900 DC 24V | THE SLOAN BR
SZ LED SYSTEM LIGHT | SZ LED SYSTEM LIGHT 900 DC 24V | AWC, INC
SZ POWER SUPPLY DC | SZ POWER SUPPLY DC 3M BLACK WITH SOCKET 2 POLE | AWC, INC
T BALL VALVE | ??? | AWC, INC
T100X000VPM-BK | PAN T100X000VPM-BK TAPE CASSETTE
T116706 | T116706 5/16" ID X .030 WALL 316SS BRAIDED TEFLON HOSE SMOOTH BORE, 2500# PSI TELEFLEX FLUID SYSTEMS | TASK OIL AND
T-16" 300# STRAINER | 16” Series S, Vertical Basket Strainer – Standard Capacity Connections: Inlet: 16” Flanged ANSI 300# RFWN Outlet: 16” Flanged ANSI 300# RFWN Drain: 2” 6000# NPT Vent: 1” 6000# TOL located on closure DP Taps: 1/2” 6000# TOL located on body Material of construction: Housing: SA106 Gr C / SA516 Gr 70 Flanges: SA105 Fittings: SA105 / SA234 WPB Lift lug: SA36 Bolting: SA 193 B7 Xylan coated Basket: Stainless steel 304 Design conditions: Design code: ASME B31.3 Design press: 740 PSIG Design temperature: 100 Deg F MDMT: -20 Deg F Corrosion allowance: 0 Basket details Angled seat basket, high capacity Stainless steel 304 construction Perforations: 1/4” dia on 3/8” centers Basket access Yale Fig 500 Closure with davit Exterior paint: Standard shop primer only NDE / Inspection Shop hydro test - 4 hr duration X-Ray welds: 100% all butt welds MPI welds: Per ASME B31.3. | EDGEN MURRAY
T2050444R9L0 | 1/2" NPT Ball Valve, 2000 PSI, 316SS Body, 316SS Ball and Stem, RTFE Seat, Lever Operated, Delval T2050444R9L0 | TOMMY WHITE
T25FC | SPIRAL WRAPPING 100 FT | STOUT IMAGES
T37 | 1" T FM7 | ULTIMATE WEL
T37 1IN CONDULET | Job # 21109-10 Charge back to moms meals | ULTIMATE WEL
T57 | CRS-H T57 1-1/2 T CONDUIT BODY T; GALV ALUM ACRYLIC PAINTED FERALOY[R] IRON ALLOY BODY, SS CVR SCR; THRD INSTAL; FORM 7; SIDE ACCESS | SUMMIT
T67 | 2" T FM7 CONDUIT BODY | SPECIALTY EQ
T67 2IN CONDULET | Job # 21109-10 Charge back to moms meals | TOTAL VAVE
T77 | 2-1/2" T FM7 CONDUIT BODY | ELLIOTT ELEC
T87 | 3" T condulet "T" Form 7 | ELLIOTT ELEC
T87 3IN T COND BODY 6 EA | (blank) | DEALERS
TA BOARD | 50275947 CIRCUIT ASSEMBLY,TA-1000+,MAIN BOARD ,WEATHERPROOF,1 CHANNEL,COMPENSATED VOLUME/NET PULSE OUTPUT,MODBUS | SUMMIT
TA DISPLAYS | 60CF-XXXX EXPLOSION PROOF TA-1000 DISPLAY | ELLIOTT ELEC
TA RETRO FIT KIT | TA RETRO FIT KIT TA Retro fit kit 2 channel weather proof 50275932 | DEALERS
TA-1000 PLUS | TA-1000 Plus, Weatherproof, 1 Channel, 2 Analog Inputs / Outputs, Compensated Volume / Net Pulse Output, Modbus | ELLIOTT ELEC
TA-1000 PLUS CIRCUIT | 60CF-0035 CAMERON 2350798-01 TA-1000 PLUS CIRCUIT ASSEMBLY WEATHERPROOF LCD ADAPTER BOARD Oryx 20170 and 20171 | ELLIOTT ELEC
TA-1000 PLUS WP DISPLAY | TA-1000 PLUS WP DISPLAY ASSEMBLY WITH SATA CABLE | DEALERS
TA-1000 PLUS, WEATHERPROOF | TA-1000 Plus, Weatherproof, 1 Channel, 2 Analog Inputs / Outputs, Compensated Volume / Net Pulse Output, Modbus | CAMERON MEAS
TA2J6500 | SIEM TA2J6500 BREAKER JD/LD AL/CU LUGS 500KCMIL | MCJUNKIN RED
TA700MA1 | C-H TA700MA1 EATON SERIES C MOLDED CASE CIRCUIT BREAKER ACCESSORIES AND TERMINALS Marathon Job# 20470 | CAMERON MEAS
TAA-TW | Threaded, 3.25" u-dimension, 1/2" NPT Process, finned Thermowell, Dbl. End conn, 303ss | INSTRUMENT M
TAAV-2-2-AL-3R | 2" X 2" Aluminum Angle outside elbow FS | MCJUNKIN RED
TAIL-LOOP/GRD | Solid GRND Tail-Loop | INSTRUMENT M
TAN SPRAY PAINT | Tan Spray Paint | INSTRUMENT M
TANK | ??? | SUMMIT
TANK HEADS | 16" x 1/4" Semi Elliptical Tank Heads | SUMMIT
TANK HOSE | 2in x 10ft with MP Each End | INSTRUMENT M
TANKS AND LIDS | ??? | SWAGELOK WES
TAP24126 | CUTTER ANNULAR HSS 13/16" X 1" IMP | ELLIOTT ELEC
TAP2415 | 13/16 ANNULAR 1" | TOMMY WHITE
TAPE | PTFE TAPE, 3/4"
TAPE (BULK) | CORROSION PROTECTION TAPE (BULK) | LOS ANGELES
TAPE 3/4" | PTFE TAPE, 3/4" | HOSE OF SOUT
TAPE- THREAD SEAL | TAPE- THREAD SEAL 1/2 X 1429 ROLL BLUE MONSTER
TAPE- THREAD SEAL 1 X 1296 ROLL | (blank) | ACE SPECIALT
TAPE- THREAD SEAL 1/2 X 1296 | (blank) | ACE SPECIALT
TAPHSS035CT | #10-24 hss taper tap | SUMMIT
TAPHSS040CT | 1/4-20, HSS TAPER TAP | ELLIOTT ELEC
TAPHSS060CT | 3/8" HSS TAPER TAP | SUMMIT
TAPHSS080CP NO | 1/2-13, HSS PLUG TAP | CITY PIPE
TAPHSS100CT | 5/8"-11, HSS Taper Tap | CITY PIPE
TAPHSS120CT | 3/4-10,HSS TAPER TAP | CITY PIPE
TAPHSS160CT | 1"-8. HSS TAPER TAP | ELLIOTT ELEC
TAPHSSPD032 | 1/2" -14, HSS PIPE TAP USA | ELLIOTT ELEC
TAPHSSPD048 | 3/4" -14, HSS PIPE TAP USA | ELLIOTT ELEC
TAPHSSPD064 | 1"-11-1/2", HSS PIPE TAP USA | ELLIOTT ELEC
TAX | TEXAS STATE SALES TAX 8.25% | ELLIOTT ELEC
TAYLOER 8250 | Taylor Valve Safety Relief, 8250 Series, F Orifice, 2“ Body, 2” Inlet Flange 600 RFF X 3“ 150 RFF, Carbon Steel Body, Closed Top, Teflon Seat/Viton O-Ring, 1351-1500 Spring Range, 443 GPM Stamped Capacity, For Liquid Service, Set At 1400 PSIG Taylor Valve Technology Certificate States the Valves Certification, Specification, Materials, and Set Pressure Specifications, One Cert Needed Per Valve | ELLIOTT ELEC
TAYLOR 1" 150# TRV @ 285# | Taylor Valve Safety Relief 1“ E Orifice, 1 CL150 x 1 CL150 RFF, Carbon Steel Body, NACE , Viton Seals, Spring Range 201-350 PSIG 113 GPM, For liquid Service, Set at 285 PSIG825E5751341- 10 - 10 - 0 - 285 - Liquid Taylor Valve Technology Certificate States the Valves Certification, Specification, Materials, and Set Pressure Specifications Included. Marathon 21084-01 | ELLIOTT ELEC
TAYLOR 1400PSI | Taylor Valve Safety Relief, 8250 Series, F Orifice, 2“ Body, 2” Inlet Flange 600 RFF X 3“ 150 RFF, Carbon Steel Body, Closed Top, Viton Elastomer Materials, 1351-1500 Spring Range, 443 GPM Stamped Capacity, For Liquid Service, Set At 1400 PSIG | ELLIOTT ELEC
TAYLOR 8250 | Taylor 8250 Series Relief Valve, F Orifice, 1“ MNPT x 2” FNPT, Carbon Steel Body, Closed Top, 1101-1350 PSIG Set At 1320 PSIG, Certified For Liquid, 431 GPM Stamped Capacity, Conventional Type (10% Of Set Pressure As Max Allowable Back Pressure) | ELLIOTT ELEC
TAYLOR 8250 TRV | Taylor Valve Safety Relief, 8250 Series, 2“ Body, H Orifice, Flanged, 2” Inlet Flange Pipe Size 600# RFF x 2“ Outlet Flange Pipe 150# RFF, Closed Top, Teflon Seat Viton O-rings, 1001-1600 PSIG Spring Range, 1005 GPM, For Liquid Service, Set At 1100 PSIG | ELLIOTT ELEC
TAYLOR 8250 VALVE | Taylor Valve Safety Relief, 8250 Series, F Orifice, 2“ Body, 2” Inlet Flange 600 RFF X 3“ 150 RFF, Carbon Steel Body, Closed Top, Teflon Seat/Viton O-Ring, 1351-1500 Spring Range, 443 GPM Stamped Capacity, For Liquid Service, Set At 1400 PSIG Taylor Valve Technology Certificate States the Valves Certification, Specification, Materials, and Set Pressure Specifications, One Cert Needed Per Valve | THE PAINT
TAYLOR CERTIFICATE | Taylor Valve Technology Valve Certification including Specifications, Materials and Set Pressure. One Certificate per Valve. EVX 22061-01, 22062-01 & 22063-01 | SLATER CONTR
TAYLOR MTR | Taylor Valve Material Test Report, One Cert Needed Per Line Item | SLATER CONTR
TAYLOR MTR* | Taylor Valve Material Test Report, One Cert Needed Per Line Item | SLATER CONTR
TAYLOR PSV 170# | Taylor 8250 1" x 1" MxF NPT Relief Valve set @ 170 psig Crude Oil Application & E orifice 15-1500 psi EVX 22061-01, 22062-01 & 22063-01 | SLATER CONTR
TAYLOR PSV 170# 61 | Taylor 8250 1" x 1" MxF NPT Relief Valve set @ 170 psig Crude Oil Application, E orifice EVX 21861-01 | SLATER CONTR
TAYLOR PSV SET @ 120 PSI | TAYLOR PSV SET @ 120 PSI | SLATER CONTR
TAYLOR RELIEF | Taylor Valve Safety Relief, 8250 Series, F Orifice, 2“ Body, 2” Inlet Flange 600 RFF X 3“ 150 RFF, Carbon Steel Body, Closed Top, Teflon Seat/Viton O-Ring, 1351-1500 Spring Range, 443 GPM Stamped Capacity, For Liquid Service, Set At 1400 PSIG Taylor Valve Technology Certificate States the Valves Certification, Specification, Materials, and Set Pressure Specifications, One Cert Needed Per Valve | SLATER CONTR
TAYLOR RELIEF 275# | ??? | SLATER CONTR
TAYLOR RELIEF 285PSIG | Taylor Safety Relief Valve 8250 Series, E Orifice, 3/4“ MNPT X 1” FNPT, Carbon Steel Body, Nace Service, Viton Elastomers, Set at 285 PSI for Liquid, Spring Range 201-350, 119 GPM Taylor Valve Material Test Report Taylor Valve Technology Certificate States the Valves Certification, Specification, Materials, and Set Pressure Specifications, One Cert Needed Per Valve Taylor Valve Technology Test Report States What The Valve Is Set At And Popped At While Being Tested At Taylor’s Facility, One Certificate Needed Per Valve | SLATER CONTR
TAYLOR RELIEF VALVE | Taylor Safety Relief Valve 8250 Series, E Orifice, 3/4“ MNPT X 1” FNPT, Carbon Steel Body, Nace Service, Viton Elastomers, Set at 285 PSI for Liquid, Spring Range 201-350, SCFM 1120 | SLATER CONTR
TAYLOR RELIEF VALVE 1100 | Taylor Valve Safety Relief, 8250 Series, 2“ Body, H Orifice, Flanged, 2” Inlet Flange Pipe Size 600# RFF x 2“ Outlet Flange Pipe 150# RFF, Closed Top, PC Buna, 1001-1600 PSIG Spring Range, 1005 GPM, For Liquid Service, Set At 1100 PSIG | SLATER CONTR
TAYLOR RELIEF VALVE 8250 | Taylor Valve Safety Relief, 8250 Series, F Orifice, 2“ Body, 2” Inlet Flange 600 RFF X 3“ 150 RFF, Carbon Steel Body, Closed Top, Teflon Seat/Viton O-Ring, 1351-1500 Spring Range, 443 GPM Stamped Capacity, For Liquid Service, Set At 1400 PSIG Taylor Valve Material Test Report Taylor Valve Technology Test Report States What The Valve Is Set At And Popped At While Being Tested At Taylor’s Facility, One Certificate Needed Per Valve 825F1086131 2 - 43 - 60 - 0 - 1400 - Liquid TAYLOR MTR Taylor Test Report | SLATER CONTR
TAYLOR RELIEF VALVE SET @ 1100 | Taylor Valve Safety Relief, 8200 Series, H Orifice, Flanged, 2“ Inlet Flange Size, 600# Inlet Flange Class, RFF X RFF, 2” Outlet Flange Flange Size, 600# Outlet Flange Class, Carbon Steel Body, Closed Top, FKM Seat Material, Spring Range 1051-1200PSI, 17,145 SCFM Stamped Capacity, For Gas Service, Set At 1100 PSI. | SLATER CONTR
TAYLOR RELIEF VALVE, 1100 | Taylor Valve Safety Relief, 8250 Series, 2“ Body, H Orifice, Flanged, 2” Inlet Flange Pipe Size 600# RFF x 2“ Outlet Flange Pipe 150# RFF, Closed Top, PC Buna, 1001-1600 PSIG Spring Range, 1005 GPM, For Liquid Service, Set At 1100 PSIG
TAYLOR RELIEF VALVE, 285 | Taylor Safety Relief Valve 8250 Series, E Orifice, 3/4“ MNPT X 1” FNPT, Carbon Steel Body, Nace Service, Viton Elastomers, Set at 285 PSI for Liquid, Spring Range 201-350, SCFM 1120 | SLATER CONTR
TAYLOR RELIEF VALVE, SET @ 1100 | Taylor Valve Safety Relief, 8200 Series, H Orifice, Flanged, 2“ Inlet Flange Size, 600# Inlet Flange Class, RFF X RFF, 2” Outlet Flange Flange Size, 600# Outlet Flange Class, Carbon Steel Body, Closed Top, FKM Seat Material, Spring Range 1051-1200PSI, 17,145 SCFM Stamped Capacity, For Gas Service, Set At 1100 PSI. | SLATER CONTR
TAYLOR RELIEF VALVES | 825D4241311 Taylor Valve 8250 1" Body, D orifice, 3/4" x 1" End Connections Carbon Steel Body Set at 275 PSI | SLATER CONTR
TAYLOR RELIEF VALVES CS | 825D4241311 Taylor Relief Valves 8250 D Orifice 1" Carbon Steel Body, 3/4" x 1" End Connections Set at 275 PSI | SLATER CONTR
TAYLOR RELIEF VALVES SS | 825D4241511 Taylor Relief Valves 8250 D Orifice 1" Stainless Steel Body, 3/4" x 1" End Connections Set at 275 PSI | SLATER CONTR
TAYLOR RELIEF, SET @ 270 PSIG | 1" MNPT INLET x 1" FNPT OUTLET 8250 SERIES NACE RELIEF VALVE set @ 270 psi - LIQUID SERVICE / CRUDE OIL WITH MATERIAL TEST REPORT | SLATER CONTR
TAYLOR RV SET@ 125PSI | 8250 Series Taylor Relief Valve 1‘’, Set @ 125 PSIG, E Orifice, 1‘’ MNPT X 1‘’ FNPT, Carbon Steel, Closed Top, Viton, Spring Range 51-125 PSIG, Stamped Capacity 79 GPM, Liquid Certified | SLATER CONTR
TAYLOR RV SET@ 200 | 2" MNPT X 2" FNPT OUTLET, CS BODY/SST INLET, 8250 SERIES NACE TAYLOR RELIEF VALVE, SET @ 200 PSI MTRs and test reports Required | SLATER CONTR
TAYLOR RV SET@ 50 | 2" MNPT X 2" FNPT OUTLET, CS BODY/SST INLET, 8250 SERIES NACE TAYLOR RELIEF VALVE, SET @ 50 PSI MTRs and test reports required | SLATER CONTR
TAYLOR RV SET@ 650 PSI | 825E6351311- 650 - Liquid Taylor Safety Relief Valve 8250 Series, E Orifice, 1“ Carbon Steel Body, 341-700 PSI Spring Range, Viton Seat, Set at 650 Psi Certified For Liquid, 179 GPM Stamped Capacity, Conventional Type (10% Of Set Pressure As Max Allowable Back Pressure) Includes MTRs and test reports | SLATER CONTR
TAYLOR SAFETY RELIEF VALVE | 825E5251341 - 285 - Liquid Taylor Safety Relief Valve 8250 Series, E Orifice, 3/4“ MNPT X 1” FNPT, Carbon Steel Body, Nace Service, Viton Elastomers, Set at 285 PSI for Liquid, Spring Range 201-350, 119 GPM | SLATER CONTR
TAYLOR SAFTY RELIEF | Taylor Valve Safety Relief, 8250 Series, F Orifice, 2“ Body, 2” Inlet Flange 600 RFF X 3“ 150 RFF, Carbon Steel Body, Closed Top, Teflon Seat/Viton O-Ring, 1351-1500 Spring Range, 443 GPM Stamped Capacity, For Liquid Service, Set At 1400 PSIG Taylor Valve Technology Certificate States the Valves Certification, Specification, Materials, and Set Pressure Specifications, One Cert Needed Per Valve | INSTRUMENT M
TAYLOR SERIES 8250 RELIEF VALVE | 825E5751311-10-10-0-285psi Desc: Taylor 1” CL150 RF x 1” CL150 RF 8250 SRV, E Orifice, Cabron Steel body/17-4SS Trim, Closed Top, Viton Elastomers, set @285psi. Additional Options/Adders from the Factory Included in price. 1. Test certificates $10.00 net each/valve 2. Test reports $10.00 net each/valve 3. MTR $75 net each/line item. 4. C of C - $10.00/order, must be ordered on PO. Marathon Chupacabra 24555-01 | SLATER CONTR
TAYLOR TEST CERTIFICATE | Taylor Valve Technology Certificate States the Valves Certification, Specification, Materials, and Set Pressure Specifications, One Cert Needed Per Valve | INSTRUMENT M
TAYLOR TEST CERTIFICATES | Taylor Valve Technology Certificate States the Valves Certification, Specification, Materials, and Set Pressure Specifications, One Cert Needed Per Vavle | INSTRUMENT M
TAYLOR TEST REPORT | (blank) | SLATER CONTR
TAYLOR TEST REPORT* | (blank) | SLATER CONTR
TAYLOR THERMAL RELIEF VALVE | 1" x 1" Taylor Thermal Relief Valve, set @ 1480 PSIG | SLATER CONTR
TAYLOR TRV | Taylor Valve Safety Relief, 8250 Series, F Orifice, 2“ Body, 2” Inlet Flange 600 RFF X 3“ 150 RFF, Carbon Steel Body, Closed Top, Teflon Seat/Viton O-Ring, 1351-1500 Spring Range, 443 GPM Stamped Capacity, For Liquid Service, Set At 1400 PSIG Taylor Valve Technology Certificate States the Valves Certification, Specification, Materials, and Set Pressure Specifications, One Cert Needed Per Valve | MIDSTREAM VA
TAYLOR TRV @ 285 | Taylor Safety Relief Valve 8250 Series, E Orifice, 3/4“ MNPT X 1” FNPT, Carbon Steel Body, Nace Service, Viton Elastomers, Set at 285 PSI for Liquid, Spring Range 201-350, 119 GPM | SLATER CONTR
TAYLOR TRV 3/4 X 1 | Taylor Safety Relief Valve 8250 Series, E Orifice, 3/4“ MNPT X 1” FNPT, Carbon Steel Body, Nace Service, Viton Elastomers, Set at 285 PSI for Liquid, Spring Range 201-350, 119 GPM | SLATER CONTR
TAYLOR VALVE MTR | Taylor Valve Material Test Report | SLATER CONTR
TAYLOR VALVE SAFETY RELIEF | Taylor Valve Safety Relief, 8250 Series, F Orifice, 2“ Body, 2” Inlet Flange 600 RFF X 3“ 150 RFF, Carbon Steel Body, Closed Top, Teflon Seat/Viton O-Ring, 1351-1500 Spring Range, 443 GPM Stamped Capacity, For Liquid Service, Set At 1400 PSIG Taylor Valve Technology Certificate States the Valves Certification, Specification, Materials, and Set Pressure Specifications, One Cert Needed Per Valve | SLATER CONTR
TB 5257 | 2-IN 90D L/T FLEX CONN (ST90200) | SLATER CONTR
TB WOOD ELEMENT | TB Wood Element | SLATER CONTR
TB WOOD FLANGE 9SC5011 | TB Wood Flange | SLATER CONTR
TB WOOD FLANGE 9SC5D | TB Wood Flange | SLATER CONTR
TB WOOD FLANGES 21072 | All Material per Quote# 16105 | SLATER CONTR
TB WOOD FLANGES 21073 | All Material per Quote# 16105 | SLATER CONTR
TB WOOD HUB 11SCH278 | TB Wood Hub | CED/CAIN ELE
TB WOOD HUB 9SCH138 | TB Wood Hub | STEALTH PUMP
TB WOODS #12 | TB Woods #12 Split Element with Metal Ring 12E | STEALTH PUMP
TB WOODS 7SC35 | TB Woods 7SC35 Flange | STEALTH PUMP
TB WOODS 7SCH | TB Woods 7SCH 7/8" Hub | STEALTH PUMP
TB WOODS 7SCH 1-1/8" HUB | (blank) | STEALTH PUMP
TB WOODS 7SCH 1-5/8" HUB | (blank) | STEALTH PUMP
TB WOODS 7SCH HUB | TB Woods 7SCH 1-5/8" Hub | STEALTH PUMP
TB WOODS ELEMENT | TB Woods Element | STEALTH PUMP
TB WOODS FLANGE | (blank) | STEALTH PUMP
TB WOODS HUB 12SCH138 | TB Woods Hub 12SCH138 | STEALTH PUMP
TB WOODS HUB 14SCH338 | TB Woods Hub 14SCH338 | STEALTH PUMP
TB27 | 3/4" TB FM7 CONDUIT BODY | STEALTH PUMP
TB57 | CRS-H TB57 1-1/2 TB CONDUIT BODY TB; GALV ALUM ACRYLIC PAINTED FERALOY[R] IRON ALLOY BODY, SS CVR SCR; THRD INSTAL; FORM 7; BACK ACC | STEALTH PUMP
TB67 | 2" TB FM7 CONDUIT BODY | STEALTH PUMP
TBM45S | TBP TBM45S Mechanical Compression hand tool, Crimps #8-#2 CU, #10-#6 AL | STEALTH PUMP
TB-RC3 | TB-RC3 | STEALTH PUMP
TBSAFETY TURNBUCKLE SAFETY KIT | TBSAFETY turnbuckle safety kit | STEALTH PUMP
TBSK | TBSK - under the insulation tee splice kit | MACHINERY MO
TBSK - BELOW THE INSULATION | TBSK - Below the insulation T splice kit | ELLIOTT ELEC
TBUP474-UA50-BB0 0S | TBUP474-UA50-BB00S SCADAPAK474 | SUMMIT
TBUX297248 | SCADA PACK 5304 4CH 0-20MA ISO | ELLIOTT ELEC
TBW_10SC48 | ??? | ELLIOTT ELEC
TBW_10SCH138 HUB | ??? | COMMERCIAL E
TC103WGPCS | 10/3 WG TRAY CABLE-PIECES | DSI
TC123PCS | #12/3c BK/WH/GN direct burial wire | DSI
TC123WGPCS | 12/3 WG TRAY CABLE-PIECES | GDL INDUSTRI
TC161PRPCS | VNTC 16/1 pair pcs | GDL INDUSTRI
TC23WG1000 | 300' OF 2/3 WG TRAY CABLE, PLEASE CUT IN 3 CUTS OF 100', 3 X 100'
TC43WGPCS | 4/3 WG TRAY CABLE-PIECES
TC5342A | ty rap holders black 11in | ELLIOTT ELEC
TC5342AE | CABLE TIE MOUNTING BASE | ELLIOTT ELEC
TC5342AENON | CABLE TIE MOUNTING BASE | ELLIOTT ELEC
TC5344AE | Ty-rap holders, white, small "sticky backs" | ELLIOTT ELEC
TC5432AE | Ty-rap Sticky-backs ty-rap holders | ELLIOTT ELEC
TC83WGPCS | 8/3 WG TRAY CABLE-PIECES | ELLIOTT ELEC
TCAL-224 | 224 SURFACE PRO GUAG | ELLIOTT ELEC
TCAL-319 | CERTIFICATION TCAL319 | ELLIOTT ELEC
TCAL-456 | ELCOMETER 456 CAL CE | ELLIOTT ELEC
TCG42SS | 1/4" OD TUBE, #2, 316SS GANG CLAMP W/BACK PLATE | ELLIOTT ELEC
TCG43SS | 1/4" OD TUBE, #3, 316SS GANG CLAMP W/BACK PLATE | ELLIOTT ELEC
TCG44SS | 1/4" OD TUBE, #4, 316SS GANG CLAMP W/BACK PLATE | ELLIOTT ELEC
TCG45SS | 1/4" OD TUBE, #5, 316SS GANG CLAMP W/ BACK PLATE | THE SHERWIN
TCG62SS | 3/8" OD TUBE, #2, 316SS GANG CLAMP W/ BACK PLATE | THE SHERWIN
TCG82SS | 1/2" OD TUBE, #2, 316SS GANG CLAMPP W/BACK PLATE | THE SHERWIN
TCS4SS | 1/4" OD TUBE, 316SS SINGLE LINE CLAMP | SPECIALTY EQ
TCS6SS | 3/'8" CLAMPS 1 TUBE TCS6SS | SPECIALTY EQ
TCS8SS | 1/2" OD TUBE, 316SS SINGLE LINE CLAMP | SPECIALTY EQ
TCV VALVE | 3/4JOAT14001-RBY | SPECIALTY EQ
TD2-8D01-030 | TD2 Thermal Dispersion Flow/Level/Interface Switch 8= 19.2 to 28.8 VDC Power D= DPDT Relay Output 01= With Glass Window in Enclosure 0= Integral Mounting to Probe 3= GP & FM/CSA Class 1, Div 1 & 2 Approval 0= Alum Hsg w/ (2) 3/4" NPT Conduit Conn. w/ TEA-A430-010 Thermal dispersion sensor - Sperical tip 316/316L stainless steel 2" 150# RF - ASME B16.5 10" Insertion | SPECIALTY EQ
TDW PIG SIG | TDW PIG SIG 04-9548-1000-52 PIG SIG V, ELECTRIC ONLY, W/TOR (0.500-0.749IN WT 6IN > PIPE, FKM ORING PIG SIG IV WITH ELECTRIC MICRO-SWITCH INDICATOR-AUTO RESET ONLY , NON EXTENDED WITH 316 STAINLESS STEEL PLUG ASSEMBLY WITH BI- DIRECTIONAL TRIGGER AND VITON O-RING AND 2" STEEL MOUNTING NIPPLE . NIPPLE MATERIAL A- 333 GR. 6 NIPPLE BEVELED FOR WELDING TO 6" AND LARGER PIPE WITH 0.500" TO 0.749" WALL THICKNESS * NOTE : NIPPLE LENGTH 3.75 * LEAD TIME: 12 WEEKS ARO | SPECIALTY EQ
TDW PIG SIG 04-9548-1000-52 | TDW PIG SIG 04-9548-1000-52 PIG SIG V, ELECTRIC ONLY, W/TOR (0.500-0.749IN WT 6IN > PIPE, FKM ORING PIG SIG IV WITH ELECTRIC MICRO-SWITCH INDICATOR-AUTO RESET ONLY , NON EXTENDED WITH 316 STAINLESS STEEL PLUG ASSEMBLY WITH BI- DIRECTIONAL TRIGGER AND VITON O-RING AND 2" STEEL MOUNTING NIPPLE . NIPPLE MATERIAL A- 333 GR. 6 NIPPLE BEVELED FOR WELDING TO 6" AND LARGER PIPE WITH 0.500" TO 0.749" WALL THICKNESS * NOTE : NIPPLE LENGTH 3.75 | SPECIALTY EQ
TDZ3 YOKOGAWA TEMP TRANSMITTER | TDZ3/PRG/4-20mA/12-42DC(BH2NG) TDZ3 Smart HART Temperature Transmitter with Display Programmable Input (RTD/TC/Ohms/mV) 4-20mA Output 12-42DC Power Aluminum XP Enclosure w/ 2 NPT Entry Ports | SPECIALTY EQ
TECH 1 HOURLY RATE | (blank) | SPECIALTY EQ
TECH I REGULAR HOURLY RATE | (blank) | AMOT CONTROL
TECH LABOR | Tech I Regular Hourly Rate (3.5 hours) | GK TECHSTAR
TECH TRAVEL TIME | Per Hour | JET SPECIALT
TECH TRAVEL TIME (PER HR.) | 30006 : Tech Travel Time (Per Hr.) | JET SPECIALT
TECHNICIAN | TECHNICIAN EXPENSE PER DAY | GK TECHSTAR
TECHNICIAN DOWN DAY | Attempted calibration on 4/18/22 at Big Spring, skid #21312-01 (bad water) | VANZANDT CON
TECHNICIAN EXPENSE PER DAY | (blank) | VANZANDT CON
TECHNIP 210 | 4" 150# FMC Model 210 Control Valve. P8000002370 SafeRack 21506 & 21507 | VANZANDT CON
TECO 150HP ELEC MOTOR | TECO 150HP ELEC MOTOR - 1200RPM - 460V - 447T - TEFC - CIDII | BUREAU VERIT
TECO_31600B0 4900020N01 | TECO_31600B0 4900020N01 | BUREAU VERIT
TEE | TEE THD 3/4" 2000# | METER ENGINE
TEE- BW 3 XH | TEE- BW 3 XH A234 WPB DOMESTIC | METER ENGINE
TEE- BW 4 XH | TEE- BW 4 XH A234 WPB DOMESTIC | METER ENGINE
TEE- REDUCING BW 3 X 2 XH | TEE- REDUCING BW 3 X 2 XH A234 WPB DOMESTIC | FMC TECHNOLO
TEE- REDUCING BW 4 X 3 | TEE- REDUCING BW 4 X 3 XH A234 WPB DOMESTIC | KERR MACHINE
TEE- REDUCING BW 6 X 4 | TEE- REDUCING BW 6 X 4 XH A234 WPB DOMESTIC | ODESSA PUMPS
TEE- REDUCING BW 8 X 6 | TEE- REDUCING BW 8 X 6 XH A234 WPB APPROVED | CITY PIPE
TEE- THD 1-1/2 FS 2000# | TEE- THD 1-1/2 FS 2000# | CITY PIPE
TEE- THD 1-1/2 FS 3000# | (blank) | CITY PIPE
TEES | TEE- THD 2 FS 3000# | CITY PIPE
TEES 1 ½” THREADED 3000# | Tees 1 ½” threaded 3000# | CITY PIPE
TEFLON ½” X 4 ½” | Teflon ½” x 4 ½”W x 5 ¼”L | CITY PIPE
TEFLON ½” X 4 ½” X 5 ¼” | Teflon ½” x 4 ½” x 5 ¼” | CITY PIPE
TEFLON ½” X 4 ½” X 9 ¾” | Teflon ½” x 4 ½”W x 9 ¾” L | CITY PIPE
TEFLON 35942 | TEFLON TAPE | CITY PIPE
TEFLON BOLTS AND HEX NUTS, 6" | D 1X7STUDTEF 1" X7 B7 STUDS W/2H TEF Delivery: 7-9 Work Days ARO | CITY PIPE
TEFLON BOLTS AND HEX NUTS. 4" | D .875X6.5STUDTEF .875" X6.5 B7 STUD W2/HUNTS TEF DELIVERY: 2-3 WORK DAYS ARO | CITY PIPE
TEFLON BOLTS FOR 36 FLANGES | missing teflon bolts for 36 flanges shipped directly to location Port Neches equipment will ship to: 2716 Hwy 136 Port Neches, TX 77651 | GASKET SERVI
TEFLON COATED STUD | 1 1/8 " X 8 1/4" TEFLON COATED STUD | GASKET SERVI
TEFLON DISKS | ??? | GASKET SERVI
TEFLON STUD | 1 X 5 1/2 TEFLON COATED STUD | SUMMIT
TEFLON STUDS | 5/8" X 4" STUDS W/2 NUTS, TEFLON COATED | INDUSTRIAL
TEFLON TAPE | 1/2 x 1296in Domestic Teflon Tape | INDUSTRIAL
TEINART SKID STEEL | Skid Materials 11 X 42 est + 6' X 12' Marathon 23405 | CTAP
TEINERT | Teinert skid material | CITY PIPE
TEINERT 6' X14' | Skid Steel Material per Quote 306202302. Pioneer 23285-01 thru 23285-22
TEINERT BAR GRATING | All material on Quote #711202301 | CITY PIPE
TEINERT LACT SKID STEEL | 9' X 19' LACT Skid Steel Material. Quote 909202101 ENDEAVOR 21699-01 & 21700-01 | CITY PIPE
TEINERT MATERIAL | All material on Quote #309202302 | MCCARTY EQUI
TEINERT PUMP SKID STEEL | 10' x 20' Pump Skid Steel Material. Quote 909202102 ENDEAVOR 21699-01 & 21700-01 | TEINERT META
TEINERT SKID | Teinert Quote 820202101 Medallion Skid Material. Medallion 22027-01 thru 22041-01 | TEINERT META
TEINERT SKID MATERIAL | All material on Quote #201202401 | TEINERT META
TEINERT SKID MATERIALS | All materials on Quote #122202401 | TEINERT META
TEINERT SKID STEEL | Skid Steel Material 8' x 16'-6". Medallion | TEINERT META
TEINERT SKID STEEL #1 | 12' x 37' Skid Steel Material per Quote 1008202101 Marathon 21443-01 | TEINERT META
TEINERT SKID STEEL #2 | 6' x 17' Skid Steel per Teinert Quote 0721202203. Endeavor 22613-01 | TEINERT META
TEINERT SKID STEEL * | All material on Quote #918202401 | TEINERT META
TEINERT SKID STEEL 61 | 6' x 14' Skid steel per Teinert quote 1019202101. EVX 21861-01 | TEINERT META
TEINERT SKID STEEL#2 | 12' x 37' Skid Steel Material per Quote 1008202101 Marathon 21443-02 | TEINERT META
TEINERT SKID STEEL* | Skid Steel Material 8' x 16'-6". Medallion | TEINERT META
TEKHT.14-.50Z | 6-20 X 1/2 HEX WASH HD TEK ZINC | TEINERT META
TEKHT.21-.75Z | 12-14 X 3/4 Hex Wash Hd Tek Zinc | TEINERT META
TEKHT.21-2.50Z | 1/4 LOCK WASHER ZINC | TEINERT META
TEKHT.25-2.50Z | #14 X 2 1/2 HEX HD TEK SCREW ZINC | TEINERT META
TEKHW101 | 10X1 HEX WASHER HEAD SELF DRILLING SCREWS | TEINERT META
TEKHW1012 | #10 X 1/2'' HWH SELF DRILLING SCREW | TEINERT META
TEKHW1034 | #10 X 3/4'' HWH SELF DRILLING SCREW | STEELFAST
TEKHW141 | 1/4" X 1" self drilling screws | STEELFAST
TEKHW14112 | #14 X 1-1/2'' HWH SELF DRILLING SCREW | STEELFAST
TEKHW812 | Self drilling hex head screw #8 x 1/2" with 1/4" hex head | STEELFAST
TEKW812 | #8 X 1/2" PHIL WH SELF DRILLING SCREW | ELLIOTT ELEC
TEM VINYL ELEC TAPE 165,BLACK | TEM VINYL ELEC TAPE 165,BLACK,3/4" X 60',100/CASE | ELLIOTT ELEC
TEM VINYL ELEC TAPE 165,WHITE | TEM VINYL ELEC TAPE 165,WHITE,3/4" X 60',100/CASE | ELLIOTT ELEC
TEMP SENSOR | Rosemount 214C Temperature Sensor 214CRTSMB1S4E0072SLE5XCXT | SUMMIT
TEMP TRANSMITTER | Rosemount 3144P Temperature Transmitter 3144PD1A1E5M5Q4XA | ELLIOTT ELEC
TEMP TRANSMITTER 22256 | 214CRTSMA1S4E0062SLE5UAE040XW Rosemount 214C Temperature Sensor | ELLIOTT ELEC
TEMP-D-6-501 | UPPER STEM ASSEMBLY, Franklin 16" 300# Franklin Duraseal valve, S/N: 37648 | ELLIOTT ELEC
TEMP-D-7-501 | LOWER STEM | ELLIOTT ELEC
TEMP-D-RB-501 | ROLLER | ELLIOTT ELEC
TEMPERATURE CONTROLLER | PART #TB111N-325, SINGLE SET POINT CONTROL, UP TO 480 VOLTS, 22 AMPS, 25 TO 325 DEGREES F | ROSEMOUNT, I
TEMPERATURE GAUGE | ??? | ROSEMOUNT, I
TEMPERATURE SENSOR | Rosemount 214C Temperature Sensor 214CRTSMB1S4E0045SLE5XAXW | ROSEMOUNT, I
TEMPERATURE SENSOR 22256 | 214CRTSMA1S4E0062SLE5UAE040XW Rosemount 214C Temperature Sensor | CI ACTUATION
TEMPERATURE TRANSMITTER | Rosemount 3144P Temperature Transmitter 3144PD1A1E5M5Q4XA Whitewater Midstream Job# 21300 | CI ACTUATION
TEMPERATURE TRANSMITTER 3144 | Rosemount 3144P Temperature Transmitter 3144PD1A1E5M5XA | CI ACTUATION
TEMPERATURE TRANSMITTER 3144P | Rosemount 3144P Temperature Transmitter 3144PD1A1E5M5XA | NORTHWEST IN
TEMPERATURE TRANSMITTER RTD ASSEMBLY T13, TW TYPE | T13-L3A28A3AHOKA1 EDI-Order ref.:2003459005-0010 Temperature measuring device with thermowell. Spring loaded element. Hazardous approval. Pt100 Sensor comply with IEC60751 standard, alpha=0.00385.L: Approval: CSA C/US XP, DIP I, II, III/1/A-G3: Thermowell Shape: TaperedA2: Process Connection; Material: NPT3/4 male thread;3168: Thermowell Immersion Length U: 1.50 inch(increment 0.5)A: Thermowell Lag T: Not selected3: Extension: Nipple+union+nipple steel E=4"A: Sensor Type: 1xPt100 class B, 3-wire, -50-200oCH: Enclosure; Cable Entry: Alu field housing; 1x1/2NPT + display Grp.A-GO: Electrical Connection: HART TMT142B, 1 input,single compartmentK: Version: Standard, North American regionA: Additional Option 1: Not selected1: Additional Option 2: Not selectedREF QUOTE # 2003459005
TEMPERATURE TRANSMITTER, 3144P | Rosemount 3144P Temperature Transmitter 3144PD1A1E5M5Q4XA 3144P Rosemount 3144P Temperature Transmitter D1 Housing Style ¦ Material ¦ Conduit Entry Size: Field Mount, Dual-Compartment Housing ¦ Aluminum ¦ ½-14 NPT A Transmitter Output: 4-20 mA with digital signal based on HART protocol 1 Measurement Configuration: Single Sensor E5 Product Certifications: FM Explosionproof, Dust Ignition-Proof and nonincendive approval M5 Display: LCD Display Q4 Calibration Certificate: Calibration Certificate (3-Point Calibration) XA Assemble To Options: Sensor Specified Separately and Assembled to Transmitter Qty Primary Tag Type Primary Tag Calibration 1 NAME 0 to 100 DEG C 14
TEMPERATURE TRANSMITTERS | 642C-D-385U-S(0-400) F - Series 642 (4 to 20) mA Programmable HART Field Transmitter - With Explosion Proof Aluminum Housing - Glass Cover With Digital Display - Sensor Input: - RTD (3-Wire) - 100 ohm Platinum - Temperature Coefficient 0.00385 ohms per Degree C - Upscale Burnout - Range: (0 - 400)F | ROSEMOUNT, I
TEMPRATURE TANSMITTER | Rosemount 644 Temperature Transmitter 644HAK6J6M5 | ROSEMOUNT, I
TEMPRATURE TRANSMITTER | Rosemount 644 Temperature Transmitter 644HAK6J6M5 | ROSEMOUNT, I
TEMPRATURE TRASMITTER | Rosemount 644 Temperature Transmitter 644HAK6J6M5 | ROSEMOUNT, I
TENARIS PIPE | ??? | ENDRESS + HA
TENSILE TEST | Tensile Test | ROSEMOUNT, I
TENSILE TESTS TO QUALIFY PQR | (blank) | PYROMATION
TERMBLK5700RMT4W | TERMBLK5700RMT4W:TERMINAL BLOCK KIT, REMOTE MOUNT 4-WIRE INTERFACE FOR 5700 TRANSMITTER | ROSEMOUNT, I
TERMBLK5700RMT9W | (blank) | ROSEMOUNT, I
TERMINAL BLOCK | UT 4 Feed-through terminal block, nom. voltage: 1000 V, nominal current: 32 A, connection method: Screw connection, number of connections: 2, cross section: 0.14 mm² - 6 mm², AWG: 26 - 10, width: 6.2 mm, height: 46.9 mm, color: gray, mounting type: NS 3 | ROSEMOUNT, I
TERMINAL BLOCK 12 POLE | Job # 21109-10 Charge back to moms meals
TERMINAL BLOCK FEED THRU, UT-4 | AWC PART NUMBER: PX 3044102PHOENIX CONTACT PART NUMBER: 3044102UT 4 Feed-through terminal block, nom. voltage: 1000 V, nominal current: 32 A, connection method: Screw connection, number of connections: 2, cross section: 0.14 mm� - 6 mm�, AWG: 26 - 10, width: 6.2 mm, height: 46.9 mm, color: gray, mounting type: NS 3REFERENCE LINE 013 OF QUOTE 2373109 | HAMILTON ENG
TERMINAL BLOCKEND ANCHOR | AWC PART NUMBER: PX 0800886PHOENIX CONTACT PART NUMBER: 0800886E/NS 35 N End clamp width: 9.5 mm color: gray Cust Part: 17-15060REFERENCE LINE 016 OF QUOTE 2373109 | HAMILTON ENG
TERMINAL BLOCKEND SECTION, UT-4 | AWC PART NUMBER: PX 3047028PHOENIX CONTACT PART NUMBER: 3047028D-UT 2 5/10 End cover length: 47 mm width: 2.2 mm height: 39.8 mm color: grayREFERENCE LINE 015 OF QUOTE 2373109 | MICRO MOTION
TERMINAL BLOCKS | UT 4-HESI (5X20) Fuse modular terminal block, fu | EMERSON PROC
TERMINAL BOX | Terminal Box for Medallion Motor | AWC, INC
TERMINAL STRIP | KLM-A Terminal strip markers for strip marking adjustable height for use with end clamps E/UK E/NS 35 N or CLIPFIX 35 lettering field size: 44 x 7 mm | REXEL
TERMINATION SEAL KIT | Kit Bndl Adp FAK-7 Termination Seal Kit for TubeTrace and ThermoTube Maximum Exposure Temperature 400F (204C). Materials for up to six (6) terminations. P/N CUSTNGCACCREF QUOTE 2022063WTJDJob 22443 | AWC, INC
TEST CONTROL VALVES | TESTING PER API-598, OF HIGH PRESSURE VALVES | AWC, INC
TEST EQUIPMENT | ??? | AWC, INC
TEST PSV DELEK | Moblie Unit w/2-Men for PSV Testing Delek Job# 22256-02 | AWC, INC
TEST WELDER | (blank) | ZONE INDUST
TEST WELL | TEST WELL 3/4" X 1/2" U6 WITH 1/2" SHANK | AWC, INC
TEST WELLS | ??? | SOUTHERN PET
TEST/LABOR | Checked/tested P-test, prover, turbine, re-calibrated channel 2, unit tested OK. | L6 INC
TESTING | ???
TESTWELLS | 3/4" X 1/2" U4.0" TEST WELL | PERMIAN VALV
TEXAS PERMIT | (blank) | STRICKLAND
TFFN 18 STR RED | TFFN 18 STR Red | SPECIALTY EQ
TFFN 18 STR WHITE | TFFN 18 STR White
TFFN16BK | WIRE TFFN-16-BLACK-STRANDED | CAMERON MEAS
TFFN16STRD500 | TFFN 16 STR RED 500'
TG204F23-L | 204" flex resistive LG DL 1/2" | SPECIALTY EQ
THD BALL VALVE | 3/4 2000# THD CS VINTROL | BARRERA CONT
THD BALON BALL VALVE | 1" Reg Port S.E. 3,000# WP Steel Ball Valve 316 S.S. Ball & Stem, Nace 1RF03NSE | ELLIOTT ELEC
THD BUSHING | BUSHING- HEX THD 1-1/2 X 1 FS 3000#/6000# | ELLIOTT ELEC
THD CHECK VALVE | 1-1/2 2000# CHECK VALVE | DEALERS
THD CLOSED NIPPLE | 4" 2000# THD CLOSED NIPPLE | ELLIOTT ELEC
THD ELBOW | ELBOW- 90 THD 1 FS 2000# | GDL INDUSTRI
THD FITTING, NIPPLES, PIPE | All Thd Fitting, Nipples, Pipe per Quote# 025128184 | CITY PIPE
THD FITTINGS BATTALION | All Material per Quote# ODE51288 Battalion Job# 21418 | MCCARTY EQUI
THD FITTINGS XTO | All Material per Quote# ODE51282 XTO Job# 21416, 21417, 21466 & 21467 | CITY PIPE
THD FLANGE | 1" 600# THREADED FLANGE | CITY PIPE
THD GATE VALVE | 36-3 x 1" 3000# Sockolet Bonney Forge | CITY PIPE
THD HALF COUPLING | 1" 3M THD HALF COUPLING A105 | CITY PIPE
THD NEEDLE VALVE | 1/2" THD NEEDLE VALVE MALE TO FEMALE | CITY PIPE
THD NIPPLE | 4" X 6" 2000# THD NIPPLE | INDUSTRIAL
THD OLET | 1/2" THD OLET ON 6" PIPE, 3000# 316SS | INDUSTRIAL
THD PLUG | PLUG- HEX THD 2 FS 3000#/6000# | CITY PIPE
THD SWAGE | SWAGE- THD 2 X 1-1/2 XH | TORO COMPLET
THD TEE | TEE- THD 1 FS 3000# | INDUSTRIAL
THD TOL | 8-3 X 1/2 3000# A105 THD TOL | CITY PIPE
THD UNION | UNION- HEX THD 1 FS 3000# | CITY PIPE
THERMAL DISPERSION FLOW SWITCH | FLT93S-1B2A205C4AE1B11 FCI FLOW SWITCH FM APPROVED THERMAL DISPERSION FLOW/LEVEL SWITCH (SELECTABLE); (-100) TO +500 DEG. F (OPERATING TEMP); 1" MNPT PROCESS CONN; 9" INSERTION LENGTH ("U" DIM. BELOW THE PROCESS CONNECTION THREADS); REMOTE MOUNT ELECTRONIC NEMA 4X ALUMINUM EXP. PROOF ENCLOSURE CLASS 1, DIV. 1 GROUPS B, C, D, E, F, G; LOCAL ENCLOSURE ALSO NEMA 4X ALUMINUM EXP. PROOF CLASS 1, DIV. 1, GROUPS B, C, D, E, F, G; 10' OF REMOTE MOUNTING CABLE (PVC JACKETED); DPDT 6 AMP RELAY @ 115 VAC **JUMPER SELECTIONS** 24 VDC POWER SELECTED RELAY DE-ENERGIZED WITH LOW FLOW, LEVEL (DRY) | CITY PIPE
THERMAL DISPERSION LEVEL SWITCH | TD2-8H01-030w/ TEA-A110-002 - TD2 Thermal Dispersion Flow/ Level /Interface Switch - 8= DC Powered - 19.2 to 28.8VDC - H0= DPDT Hermetically Sealed Relay Output - 1= Housing cover with Window - 0= Integral Electronics - 3= FM XP & Non-Incendive Approvals - 0= Alumninum Hsg w/ 2- 3/4" NPT Conduit - Includes TE Probe and Connection - A=Spherical Probe Tip - A= 316/316L SST Wetted Materials - 11= 3/4" NPT Process Connection - 2 Inch Insertion Length LSLL-1901A1, LSL-1901A2, LSH-1901A3, LSHH-1901A4 LSLL-1901B1, LSL-1901B2, LSH-1901B3, LSHH-1901B4 LSLL-1902A, LSLL-1902B, LSLL-1902C LSLL-1903A, LSLL-1903B1, LSL-1903B2, LSH-1903B3, LSHH-1903B4 | CITY PIPE
THERMAL DISPERSION SWITCH | TD2-8D01-030 - Thermatel Thermal Dispersion Switch W/ TEM-A010-001 - Thermatel MINI Sensor Probe | CITY PIPE
THERMAL UNIT | THERMAL UNIT, TYPE S, TYPE B, MELTING ALLOY, CLASS 20 | CITY PIPE
THERMISTER PROBE | 60CF-1412 CAMERON 3L-5507 DUAL ELEMENT THERMISTER PROBE 4 WIRE W/ 10' CABLE | CITY PIPE
THERMOMAGNETIC CIRCUIT BREAKER | UT 6-TMC M 10A Thermomagnetic circuit breaker 1-pos. for DIN rail mounting | CITY PIPE
THERMOMETER | TCOO-TM99A THERMOMETER, DIGITAL, COOPER TM99A W/PROBE RANGE -40 TO 300 DEG. F./ (-40 TO 150 C) | ESQUAREDI IN
THERMOMETER BI-METAL | THERMOMETER BI-METAL POCKET 0/220 F 5" STEM | GK TECHSTAR
THERMON HEATER CABLE | SE-1F1-42-8-ATP 035-XINS(2.1) -Div. 1/5 w/ft -1 ea. 1/8"x035 SS SMLS 316 ASTM-A269 -Thermon's Low Temperature Self-Regulating heater cable type D1-BSX 5-1 FOJ -Non-hygroscopic glass fiber insulation-Black ATP outer bundle jacket -2.1" Nominal Bundle OD P/N CUSTNGCACCREF QUOTE 2022063WTJDJob 22443 | DAVIS & DAVI
THERMOSTAT, NORMALLY OPEN | 71.81.0.000.2303 Thermostat, Normally Open, Finder | CED/CAIN ELE
THERMOSTATIC VALVE | 1 1/2ELCT20503 1.5ELCT 3WAY THERM VALVE - 205F
THERMOSTIC VALVE | 1 1/2ELCT20503 1.5ELCT 3WAY THERM VALVE - 205F | AWC, INC
THERMOWELL | Rosemount 114C Thermowell 114CE0100TAB2SC032AXW | JM TEST SYST
THERMOWELL 114C | Rosemount 114C Thermowell 114CE0030TAB2SC032BXW | WL WALKER CO
THERMOWELL 22256 | 114CE0045TAB2SC017AA089B063D02R21XW Rosemount 114C Thermowell | SOUTHERN PET
THERMOWELL 3/4 X 4/25 | TWL3041208040260 3/4" X 1/2" X 4.25" 304SS, .260 BORE THERMOWELL order 0233423 | E & I SALES
THERMOWELL JOB 22256 | 114CE0045TAB2SC017AA089B063D02R21XW Rosemount 114C Thermowell | AMOT CONTROL
THERMOWELL U2" | ??? | AMOT CONTROL
THERMOWELL U3" | ??? | ROSEMOUNT, I
THERMOWELL, 114C | Rosemount 114C Thermowell 114CE0050TAB2SC022BQ8XW 114C Rosemount 114C Thermowell E Dimensional Units: English Units 0050 Immersion Length: XXX.X in, 1/4" increments from 0.5" to 100". Example: 0005 for 0.5" or 0062 for 6.25" T Mounting Style: Threaded AB Process Connections: 3/4 - 14 ANPT 2 Stem Style: Tapered Stem SC Thermowell Material: 316/ 316L Dual Rated 022 Head Length: XX.X in, 1/4" increments from 1.75" to 11.25". Example: 020 = 2" or 042 = 4.25" B Instrument Connection: 1/2"-14 NPSM Q8 Material Certification: Material Certification XW Sensor/ Thermowell Assemble to Options: Process ready assembly of a sensor and thermowell Qty Primary Tag Type Primary Tag 1 PERM | ROSEMOUNT, I
THERMOWELLS | ??? | ROSEMOUNT, I
THERMOWELLS 1 | ??? | SPECIALTY EQ
THERMOWELLS 2 | ??? | ROSEMOUNT, I
THERMOWELLS 3 | ???
THHN 1 BLK STRANDED 100EA | Job # 21109-10 Charge back to moms meals
THHN 1 BLK STRANDED 75EA | Job # 21109-10 Charge back to moms meals | ROSEMOUNT, I
THHN 1/0 STR GREEN | THHN 1/0 STR Green
THHN 12 STR BRWN 500' 1500EA | Job # 21109-10 Charge back to moms meals
THHN 12 STR GRN 500' 1000EA | Job # 21109-10 Charge back to moms meals
THHN 12 STR GRY 500' 1500EA | Job # 21109-10 Charge back to moms meals
THHN 12 STR YLW 500' 1500EA | Job # 21109-10 Charge back to moms meals | DEALERS
THHN 12 STRND GRAY 3000EA | Job # 21109-10 Charge back to moms meals | DEALERS
THHN 14 STR BLK WIRE | Job # 21109-10 Charge back to moms meals | ELLIOTT ELEC
THHN 2 BLK STRND 100EA | Job # 21109-10 Charge back to moms meals | ELLIOTT ELEC
THHN 2 GREEN STRANDED 20EA | Job # 21109-10 Charge back to moms meals | ELLIOTT ELEC
THHN 2 GREEN STRANDED 55EA | Job # 21109-10 Charge back to moms meals | ELLIOTT ELEC
THHN 2/0 STR BLACK | THHN 2/0 STR BLACK | ELLIOTT ELEC
THHN 2/0 STR BLACK PCS | (blank) | DEALERS
THHN 2/0 STR GREEN PCS | THHN 2/0 STR GREEN PCS | GRAYBAR
THHN 3/0 BLACK PCS | THHN 3/0 BLACK PCS | DEALERS
THHN 4 STR GREEN PCS | THHN 4 STR GREEN PCS | DEALERS
THHN 4/0 BLK STRANDED 80EA | Job # 21109-10 Charge back to moms meals | DEALERS
THHN 500 STR BLACK | THHN 500 STR BLACK | ELLIOTT ELEC
THHN 6 BLK STRND 75 EA | Job # 21109-10 Charge back to moms meals | ELLIOTT ELEC
THHN 6 STR BLACK | THHN 2/0 STR BLACK | ELLIOTT ELEC
THHN 6 STR BLACK PCS | Charge back to iron horse RO Heater | ELLIOTT ELEC
THHN 6 STR BLK 500' | (blank) | ELLIOTT ELEC
THHN 6 STR GREEN | THHN 6 STR GREEN | DEALERS
THHN 8 GREEN STRANDED 22EA | Job # 21109-10 Charge back to moms meals | ELLIOTT ELEC
THHN 8 GREEN STRANDED 50EA | Job # 21109-10 Charge back to moms meals | DEALERS
THHN WHT 12 STRANDED 2000EA | Job # 21109-10 Charge back to moms meals | ELLIOTT ELEC
THHN/THWN-2 19 | THHN/THWN-2 19 STR 600V 90DEG CU BRN | ELLIOTT ELEC
THHN/THWN-2 19 STR | THHN/THWN-2 19 STR 600V 90DEG CU ORG | ELLIOTT ELEC
THHN10BKPCS | THHN 1/0 STRBLACK PCS | ELLIOTT ELEC
THHN10STR0E | THHN10STR0E THHN-10-ORANGE-STRANDED | DEALERS
THHN10STR0ER | THHN10STR0ER THHN-10-ORANGE-STR-2500FT-REEL | DEALERS
THHN10STRBN | THHN10STRBN THHN-10-BROWN-STRANDED | DEALERS
THHN10STRBNR | THHN10STRBNR THHN-10-BROWN-STRN-2500FT-REEL | REXEL
THHN10STRGN | THHN10STRGN THHN-10-GREEN-STRANDED | REXEL
THHN10STRGNR | THHN10STRGNR THHN-10-GREEN-STR-2500FT-REEL | DEALERS
THHN10STRYW | THHN10STRYW THHN-10-YELLOW-STRANDED | REXEL
THHN10STRYWR | THHN10STRYWR THHN-10-YELLOW-STR-2500FT-REEL | GRAYBAR
THHN12SOLBK500 | THHN 12 SOL BLACK 500' | GRAYBAR
THHN12STBK500 | THHN 12 STR BLACK 500' | REXEL
THHN12STBL500 | THHN 12 str blue 500' | SUMMIT
THHN12STGN500 | THHN 12 STR GREEN 500' | SUMMIT
THHN12STWH500 | THHN 12 STR WHITE 500' | SUMMIT
THHN12STYL500 | THHN 12 STR YELLOW 500' | SUMMIT
THHN-14-BLK | Job # 21109-10 COP THHN14STRBLK500RL THHN-14-BLK-19STR-CU-500S/R | SUMMIT
THHN-14-GRN | Job # 21109-10 COP THHN14STRGRN500RL THHN-14-GRN-19STR-CU-500S/R | GRAYBAR
THHN-14-GRN STRND 1500EA | Job # 21109-10 THHN-14-GREEN-STRANDED | GRAYBAR
THHN-14-RED | Job # 21109-10 COP THHN14STRRED500RL THHN-14-RED-19STR-CU-500S/R | ELLIOTT ELEC
THHN14SOLBK500 | THHN 14 SOL BLK 500' | DEALERS
THHN14STRBER | THHN-14-BLUE-STR-2500FT-REEL | DEALERS
THHN-14-STR-BLU- 2500R | Job # 21109-10 Charge back to moms meals | DEALERS
THHN14STRGN | THHN-14-GREEN-STRANDED | DEALERS
THHN14STRGNR | THHN 14-GREEN-STR-2500FT REEL | DEALERS
THHN14STRRD | THHN-14-RED-STRANDED | DEALERS
THHN14STRRDR | THHN-14-RED-STR-2500FT-REEL | DEALERS
THHN-14-STR-RED- 2500R | Job # 21109-10 Charge back to moms meals | DEALERS
THHN14STRWE | THHN-14-WHITE-STRANDED | ELLIOTT ELEC
THHN-14-WHT | Job # 21109-10 COP THHN14STRWHT500RL THHN-14-WHT-19STR-CU-500S/R | ELLIOTT ELEC
THHN20BKPCS | THHN 2/0 STR BLACK PCS | ELLIOTT ELEC
THHN20GN | THHN-2/0-GREEN-STRANDED | ELLIOTT ELEC
THHN20GNPCS | THHN 2/0 GREEN PCS, 2 cuts 100' | ELLIOTT ELEC
THHN-250-BLA-37STR-CU-CUT | WIRE THHN-250-BLA-37STR-CU-CUT LENGTH THHN; 600 V; 290 AMP AT 90 DEG C; CU; 250 KCMIL COND; 37; NYL JKT; BLACK INSUL; OD 0.704 INCH: | ELLIOTT ELEC
THHN2BK | THHN2BK THHN-2-BLACK-STRANDED | ELLIOTT ELEC
THHN2BK500 | THHN 2 STR BLACK 500' | DEALERS
THHN2BKPCS | THHN 2 STR BLACK PCS | DEALERS
THHN2GN | THHN-2-GREEN-STRANDED | DEALERS
THHN2GN500 | THHN 2 STR GREEN 500' | DEALERS
THHN2GNPCS | THHN 2 STR GREEN PCS | DEALERS
THHN30BKPCS | THHN 3/0 BLACK PCS | DEALERS
THHN350BKPCS | THHN 350 STR BLACK PCS | ELLIOTT ELEC
THHN-350-BLA-37STR 420EA | Job # 21696-01 WIRE THHN-350-BLA-37STR-CU-CUT LENGTH THHN; 600 V; 350 AMP AT 90 DEG C; CU; 350 KCMIL COND; 37; NYL JKT; BLACK INSUL; OD 0.808 INCH; | DEALERS
THHN-350-BLA-37STR-CU-CUT | 600 V; 350 AMP AT 90 DEG C; CU; 350 KCMIL COND; 37; NYL JKT; BLACK INSUL; OD 0.808 INCH; | ELLIOTT ELEC
THHN3BKPCS | THHN 3 STR BLACK PCS | DEALERS
THHN40BKPCS | THHN 4/0 BLACK PCS, 2 cuts 200' | ELLIOTT ELEC
THHN4BK | THHN-4-BLACK-STRANDED | ELLIOTT ELEC
THHN4BK500 | THHN 4 STR BLACK 500' | DEALERS
THHN4BKPCS | THHN 4 STR BLACK PCS | ELLIOTT ELEC
THHN4GNPCS | THHN 4 STR GREEN PCS | ELLIOTT ELEC
THHN6BK | THHN6BK THHN-6-BLACK-STRANDED 3 X 80 | ELLIOTT ELEC
THHN6BK500 | THHN 6 STR BLACK 500' | ELLIOTT ELEC
THHN6BKPCS | THHN 6 STR BLACK PCS | ELLIOTT ELEC
THHN-6-BLA-19STR-CU-500R | WIRE THHN-6-BLA-19STR-CU-500R THHN; 600 V; 75 AMP AT 90 DEG C; CU; 6 AWG COND; 19; NYL JKT; BLACK INSUL; OD 0.253 INCH; LENGTH 500 F | ELLIOTT ELEC
THHN6GN500 | THHN 6 STR GREEN 500' | DEALERS
THHN6GNPCS | THHN 6 STR GREEN PCS | ELLIOTT ELEC
THHN-6-GRE-19STR-CU-500R | WIRE THHIN 6 GREEN | ELLIOTT ELEC
THHN6GRN500 | THHN 6 STR GREEN 500' | ELLIOTT ELEC
THHN8BK500 | THHN 8 STR BLACK 500' | DEALERS
THHN8GN500 | THHN #8 GREEN, 500' reel | ELLIOTT ELEC
THHN8STRGN | THHN-8-GREEN-STRANDED 1 @ 60 1 @ 210 | ELLIOTT ELEC
THICKNESS GAUGE | Elcometer 456 Coating Thickness Measuring Probe Certificate of Accuracy | ELLIOTT ELEC
THICKSTER GLOVES | Thickster gloves | ELLIOTT ELEC
THICKSTERS GLOVES | thicksters gloves | ELLIOTT ELEC
THNN12STGN500 | THHN 12 STR GREEN 500' | ELLIOTT ELEC
THNN30BKPCS | THHN 3/0 BLACK PCS | ELLIOTT ELEC
THRD HAMMER UNION | 4in Fig 200 Threaded Hammer Unions | DEALERS
THRD ROD PLTD 50EA | Job # 21109-10 Charge back to moms meals | THE SHERWIN
THREAD COMPOUND | Blue Monster Thread Compound, 1-Pint | THE SHERWIN
THREAD SEALANT | Rectorseal - Pint - No.5 | THE SHERWIN
THREADED BALL VALVE | 2" 3000# BALON BALL VALVE, THREADED | ELLIOTT ELEC
THREADED FLANGE | 2" 150# THD RF FLANGE DOMESTIC | ELLIOTT ELEC
THREADED FLANGES | 1" X 1" 600# THREADED FLANGE | HOSE OF SOUT
THREADED NIPPLE | 6" XXH THREADED NIPPLE | DEALERS
THREADED TEE | 1 1/2" THREADED TEE SCH 80 | SAUNDERS COM
THREADOLET | 2" X 36-8 3M TOL A105 | MCCARTY EQUI
THREADOLET 1/2 X 8 - 3 | (blank) | CITY PIPE
THREADOLETS | 2" X 18" - 12" 3000# T-O-L | CITY PIPE
TICKET PRINTER | TICKET PRINTER ENCLOSURE, 24 VOLT TG2460H PRINTER WITH SERIAL CABLE, NEAR PAPER END SENSOR, CUSTOM PS ADAPTER CABLE, 16"x14"x8" POLYCARBONATE ENCL WITH CLEAR COVER, WIRING TERMINATION & LABOR, USB TO 232 ADAPTER, 3 ROLLS PRINTER PAPER | CITY PIPE
TIE WRAPS | Tie Wraps | CITY PIPE
TIENERT SKID STEEL | All material on Quote #503202302 | CITY PIPE
TIENERT STEEL | All material on Quote #206202301 | INDUSTRIAL
TIERNERT SKID STEEL | All material on Quote #503202302 | CITY PIPE
TIME & MATERIAL | Work completed on CP Chem Meter | CITY PIPE
TIME AND MATERIAL | Time and Material | TEXAS AUTOMA
TIRE DISPOSAL | (blank) | A PLUS CONTR
TIRE DISPOSAL FEE | (blank) | TEINERT META
TIRE SERVICE TRAILER | tire Service for Trailer | TEINERT META
TIRES | COOPER LT275/70R18 S/T MAXX 125/122Q | TEINERT META
TIRES UNIT 1063 | COOPER LT285n0R17/10 RUG TREK for Qty. 4 2018 Ford F350 | ATI INSTRUM
TISD94734 | B&G S&D 17/32" Drill Bit | ODESSA PUMPS
TITAN 3 X 4 - 13" PUMP | ??? | LOVINGTON
TITAN 4 X 3 - 13" PUMP | ??? | DON'S TIRE S
TITAN 4" DUPLEX STRAINER | DS696CS-4“ 150# RF DUPLEX TITAN DS696-CS-4“ 150# RF FLANGED END DUPLEX STRAINER, CARBON STEEL BODY, (2) STANDARD 1/16” PERF, 304SS BASKETS INSTALLED | LOVINGTON
TITAN 6" 300# STRAINER | 6" 300# Titan model BS86-CS-6“-1/8”P basket strainer carbon steel, ANSI class 300# flanged with 1/8” PERF 304 SS basket installed. Kinder Morgan 24970-01 Wink Skid | LOVINGTON
TITAN 6" STARINER | TITAN BS85CS-6” 150# RF FLANGED END BASKET STRAINER, CARBON STEEL BODY, BOLTED LID AND A STANDARD 1/8” PERF, 304SS BASKET INSTALLED | LOVINGTON
TITAN 6" STRAINER | TITAN BS85CS-6” 150# RF FLANGED END BASKET STRAINER, CARBON STEEL BODY, BOLTED LID AND A STANDARD 1/8” PERF, 304SS BASKET INSTALLED | MALCOM SUPPL
TITAN 6” BASKET STRAINER | BS85CL-CS-6“-1/8”P TITAN 6” BASKET STRAINER 150# FLANGED CARBON STEEL BODY, 1/8“ SS PERF BASKET WITH CLAMP COVER
TITAN BASKET 20 MESH | TITAN BS85-6” REPLACEMENT BASKET ONLY IN 304SS, 20 MESH LINED MATERIAL
TITAN BASKET REPLACEMENT | TITAN BASKET REPLACEMENT BASKET ONLY FOR A BS85-6“ IN 304SS, 1” PERF MATERIAL | EGGELHOF, IN
TITAN BS86CS-3” 300# | TITAN BS86CS-6” 300# RF FLANGED END BASKET STRAINER, CARBON STEEL BODY, BOLTED LID, STANDARD 1/8” PERF, 304SS BASKET INSTALLED | EGGELHOF, IN
TITAN BS87FCS-4 | TITAN BS87FCS-4“ 150# RF FLANGED END, CARBON STEEL BODY, BOLTED LID AND A STANDARD 1/16” PERF 304SS SCREEN | EGGELHOF, IN
TITAN BS89CS-6” 600# | TITAN BS89CS-6” 600# RF FLANGED END BASKET STRAINER, CARBON STEEL BODY, STANDARD 1/8” PERF, 304SS BASKET | EGGELHOF, IN
TITAN CS STRAINER | TITAN BS85CS 4" 150# RF Flanged End Basket Strainer CS Body Bolted Lid STD 1/16" Perf Basket, Special 1/2" NPT Tap on Lid | EGGELHOF, IN
TITAN DS696CS 3" 150# | TITAN DS696CS-3“ 150# RF FLANGED END DUPLEX STRAINER, CARBON STEEL BODY, (2) STANDARD 1/16” PERF, 304SS BASKETS INSTALLED | EGGELHOF, IN
TITAN DS696-CS-4“ 150# | TITAN DS696-CS-4“ 150# RF FLANGED END DUPLEX STRAINER, CARBON STEEL BODY, (2) STANDARD 1/16” PERF, 304SS BASKETS INSTALLED | EGGELHOF, IN
TITAN DS696-CS-8 STRAINER | TITAN DS696-CS-8” 150# RF FLANGED END DUPLEX STRAINER, CARBON STEEL BODY, (2) 1/4“ PERF, 304SS BASKETS INSTALLED | EGGELHOF, IN
TITAN DUPLEX | TITAN DS696-CS-4” DUPLEX STRAINER, 3-PIECE, CARBON STEEL BODY, BOLTED LIDS WITH STANDARD 1/16” PERF, 304SS SCREENS INSTALLED | EGGELHOF, IN
TITAN GASKET | TITAN BS85-6” 150# FLANGED REPLACEMENT LID GASKET ONLY | EGGELHOF, IN
TITAN PUMP | ??? | EGGELHOF, IN
TITAN QUICK OPEN COVER | TITAN QUICK OPEN COVER ASSEMBLY ONLY FOR A BS85CS-8” | EGGELHOF, IN
TITAN SS STRAINER | TITAN BS85SS-4” 150# RF FLANGED END BASKET STRAINER, FULL STAINLESS STEEL, BOLTED LID, STANDARD 1/16” PERF, 304SS BASKET INSTALLED WITH A SPECIAL ½” NPT TAP IN THE LID | EGGELHOF, IN
Titan Strainer | TITAN BS85CS-8” 150# RF FLANGED END BASKET STRAINER, CARBON STEEL BODY, BOLTED LID, NON-STANDARD 20 MESH LINED, 304SS BASKET INSTALLED | EGGELHOF, IN
TITAN STRAINER | TITAN BS85CS-8” 150# RF FLANGED END BASKET STRAINER, CARBON STEEL BODY, BOLTED LID, NON-STANDARD 20 MESH LINED, 304SS BASKET INSTALLED | EGGELHOF, IN
TITAN Y STRAINER | TITAN YS61CS-1” 150# RF FLANGED END Y-STRAINER, CARBON STEEL BODY, STANDARD 1/16” PERF, 304SS SCREEN INSTALLED | EGGELHOF, IN
TITAN YS61CS 1" 150# Y STRAINER | YS61CS-1”-1/16“P TITAN 1” Y STRAINER 150# CARBON STEEL BODY FLANGED WITH .062“ PERF 304SS SCREEN
TITAN YS61CS-1 Y-STRAINER | TITAN 1” Y STRAINER 150# CARBON STEEL BODY FLANGED WITH .062“ PERF 304SS SCREEN | EGGELHOF, IN
TITAN YS61CS-1" | TITAN YS61CS-1” 150# RF FLANGED END Y-STRAINER, CARBON STEEL BODY, STANDARD 1/16” PERF, 304SS SCREEN INSTALLED | EGGELHOF, IN
TITAN YS61CS-1” 150# | TITAN YS61CS-1” 150# RF FLANGED END Y-STRAINER, CARBON STEEL BODY, STANDARD 1/16” PERF, 304SS SCREEN INSTALLED | EGGELHOF, IN
TITB19328 | SA5 Carbide Burr, Dbl Cut | EGGELHOF, IN
TITB19488 | SL4 Carbide Burr, Dbl Cut | EGGELHOF, IN
TL54-4CA-QT12328 | TL54-4CA-QT12328 4" TL54 Fixed Reach Top Loading Arm Carbon Steel / Aluminum Construction (Wetted Path & Swivel Modules) Dimensions: Primary = 84" Drop = 60" Configuration Up Feed. Right Hand Includes: - 150# Horizontal Inlet Flange - USA Spring Cylinder Balance - Style 50 XL1.0 Base Swivel - Style 40 Aluminum Apex Swivel - Aluminum Drop Tube w/ Handle, Bucket Hook, Term w/ 45° Miter Cut Outlet - High Temp Paint Product Seals: Viton-GFLT Swivel Lubricant: Climax G330M | EGGELHOF, IN
TL54-4C-QT11018 | TL54-4C-QT11018 4" Fixed Reach Top Loading Arm. Carbon Steel construction Dimensions: Primary= 66" Drop= 54" Configuration: Up feed. Right Hand Includes: - 150# Inlet Flange - Style 50 XL1.0 Base Swivel - Spring Cylinder Balance - Style 40 XL1.0 Apex Swivel - 4" Drop Pipe with Handle - Bucket Hook - High Temp. paint Seals: VITON GFLT | EGGELHOF, IN
TLA2-2AL | TECHLINE TLA2-2AL ANGLE, 2X2, ALUMINUM, 20 FT. M-1661-4 | EGGELHOF, IN
TLAV2-2AL-33 | ELBOW, INSIDE 2X2 ALUMINUM 3IN RAD | EGGELHOF, IN
TLB374-4C-QT11018 | TLB374-4C-QT11018 4" TLB-374 Top Unsupported Reach Loading Arm. Carbon Steel construction Dimensions: Boom= 82" Primary= 70" Drop= 60" Configuration: Up feed. Left Hand Includes: - 150# Inlet Flange - Style 30 XL1.0 Base Swivel - Spring Cylinder balance - Style 70 XL1.0 Boom Swivel - Style 40 XL1.0 Apex Swivel - Drop Tube w/ Handle & Bucket Hook - High Temp. Paint Seals: Viton GFLT | MCCARTY EQUI
TLOE-2-2 -AL-3R | 2 't x 2" Aluminum Inside Angle Elbow FS | MCCARTY EQUI
TM01 | 642C-D-385U-S(0-400)F Logo 15130 | EXCEL LOADIN
TM-7-SR NEMA 7 | TM-7-SR NEMA 7 Mounting Kit for T'stat | EXCEL LOADIN
TMC 81C 20A THERMOMAGNETIC | TMC 81C 20A Thermomagnetic device circuit breaker number of positions: 1 connection method: Screw cross section: 1 mm²- 35 mm² AWG: 18 - 2 width: 17.6 mm mounting type: DIN rail: 35 mm Color: gray | SUMMIT
TMC3112 | CRS-H TMC3112 1 AL FTG MC CAB ARMOR | SPECIALTY EQ
TMC5161 | CRHINDS TMC5161 11/ 2 CORD GRIPS | EXCEL LOADIN
TMCX050 1 ;L | CRS-H TMCX050 1 L BARR GLAND 1/2 NPT SZ1 ALU LIQ | SWAGELOK WES
TMCX050 1 L | CRS-H TMCX050 1 L BARR GLAND 1/2 NPT SZ1 ALU LIQ | DSI
TMCX0501L | 1/2" CABLE GLAND | PYROMATION
TMCX075 1 L | CRS-H TMCX075 1 L BARR GLAND 3/4 NPT SZ1 ALU LIQ | AWC, INC
TMCX0751L | 3/4" CABLE GLAND | SUMMIT
TMCX150 1 L | CIP TMCX150 1 L 1-1/2 CABLE GLND | SUMMIT
TMCX3112 | TMCX3112 CRS-H TMCX3112 1-IN CORD GRIPS CU FREE ALUM; 1 IN; DIAMETER 2 IN; CLASS I DIV 1 GRP A B C D SL, CLASS II DIV 1 GRP E F G, CLASS III | SUMMIT
TN224 ZN | B-LINE TN224ZN TWIRL-NUT, 1/4-1N.-20 THREAD, 1/4-1N. NUT | SUMMIT
TN228 ZN | B-LINE TN228ZN TWIRL-NUT, 3/8-1N.-16 THREAD, 3/8-1N. NUT | ELLIOTT ELEC
TN228ZN | BLTD 3/8" TWIRL NUT (CONE NUT) | SUMMIT
TOGGLE BOLT | Toggle Bolt | ELLIOTT ELEC
TOGGLE SWITCH | Job # 21109-10 Charge back to moms meals | SUMMIT
TOL | 1" X 10-6" 3000# TOL. BF TAPER BORE | SUMMIT
T-O-L | 3 1/2" - 3" X 1" 3000# TOL | SUMMIT
TOL BONNEY FORGE TAPER BORE | OLET- THREADOLET 1 X 5 - 4 BLK FS A105 3000# | SUMMIT
TOMAR | TOMAR 490S-1280T-R | ELLIOTT ELEC
TOMAR 490S-1280T-R | TOMAR 490S-1280T-R | FASTENAL
TONGUE & GROOVE | ??? | ELLIOTT ELEC
TONGUE&GROOVE | ??? | CITY PIPE
TOOL | ??? | CITY PIPE
TOOL KIT | Sphere Inflation Pump with Tool Kit | SUMMIT
TOOLS | Tools and parts for Truck# 1110 & 1111 | SUMMIT
TOPTECH | Toptech SMP Model
TOPTECH MULTILOAD | ???
TOPTECH MULTILOAD II | (4808) Milti-Load II ML II, Div2, prox, no I/O, AC, W&M, Std. (4615) 30x30 FCM Panel & Enclosure (1773) FCMII 6DC Out (1774) FCMII Analog
TOPTECH MULTILOAD2 SCS | ??? | METER ENGINE
TopTech Panel | ??? | GDL INDUSTRI
TOPTECH SLATE | ??? | TOPTECH SYST
TORPEDO LEVEL | Aluminum Torpedo Level rare earth magnet, 9"
TORQUE TAN SW4015 | 5 gallon kit of High Solids Torque Tan SW4015 | TOPTECH SYST
TORQUE WRENCH | 3/4" drive TQ torque wrench #0215802255
TOSH-CI AUX BOX | TOSH-CI AUX BOX:TEFC RTD NIP
TOSHIBA MOTOR | 0052SDSR41A-P Toshiba EQP Global SD Motor 5 HP 3600 RPM 184T Frame 230/460V – 3 Phase – 60 Hz TEFC – Inverter Duty (VFD Rated) Class I, Div. 2, Groups A-D Cast Iron Frame w/ Steel Fan Cover Severe Duty
TOUCH-UP SPRAY | Blue touch-up spray for Whitewater buildings ordered by Jacob V | ELLIOTT ELEC
TOW & STOW 3" | TS10033B | THE SHERWIN
TOWEL, BAR MOP | Towel, Bar Mop, 16"X19" #10l Box | JM TEST SYST
TOWELS | Towel, Bar Mop, 16"X19" 10lb, Product #ACU-BARMOP | DYKMAN ELEC
TP218 | TP218 | ZONE INDUST
TP404 | 4SQ WLDBX W/1/2 & 3/4 KO | BULLDOG STEE
TP438 | 4SQ 2-1/8D BX W/1/2 & 3/4 KO | FENDER
TP472 | 4SQ BLNK FLT BX CVR | THE PAINT
TP510 | 4SQ CVR (2) DPX RCPT | THE PAINT
TP516 | 4SQ CVR (1)DPX RCPT | ELLIOTT ELEC
TP518 | 4SQ CVR (1) 30-50A SNGL RCPT | ELLIOTT ELEC
TP594 | 1-7/8D HANDY BX W/1/2 KO | ELLIOTT ELEC
TP616 | HANDY BX CVR (1) DPLX RCPT | ELLIOTT ELEC
TP7010 | CCHO TP7010 1G WP BOX W/3 1/2 HUBS HEIGHT 4-9/16 IN; WIDTH2-7/8 IN; DEPTH 2 IN 18 CU IN; 1G; 3 HUB(S); HUBS (1) BACK, (1)EACH END; REF QUOTE 2002662078 LINE 180 | ELLIOTT ELEC
TP708 | TP708 | ELLIOTT ELEC
TP7236 | CCHO TP7236 1G WP GFI DEV CVR SELF CLOSING; (1) GFI; 1G; SINGLEWITH GASKET; DC ZINC; GRAY; PWDR CTD; DEV MNTG; HORIZONTAL POST;APV REF QUOTE 2002662078 LINE 170 | ELLIOTT ELEC
TPA1030B | TPZ 1030B 6IN PVC FEMALE ADAPT | ELLIOTT ELEC
TPA201 | TPZ 201 1/2 RGD W/T HUB | ELLIOTT ELEC
TPA202 | TPZ 202 3/4 WATERTIGHT HUB | SUMMIT
TPA471S | TPA471S TPZ 471S 1/2 STR L/T CONN | ELLIOTT ELEC
TPA472S | TPA472S TPZ 472S 3/4 STR L/T CONN | SUMMIT
TPA473S | TPA473S TPZ 473S 1-IN STR L/T CONN | DEALERS
TPA475S | TPA475S TPZ 475S 1-1/2 STRAIGHT L/T CO | DEALERS
TPA492S | TPA492S TPZ 492S 3/4 90D L/T STL CONN | DEALERS
TPA493S | TPA493S TPZ 493S 1-IN 90D L/T STL CONN | DEALERS
TPA495S | TPZ 495S 1-1/2 90D L/T CONN | DEALERS
TPA632S | TPA632S TPZ 632S 3/4 STL S/SCR EMT CON | DEALERS
TPA633S | TPZ 633S 1-IN STL S/SCR EMT CO | DEALERS
TPA634S | TPZ 634S 1-1/4 STL S/SCR EMT C | DEALERS
TPA635S | TPA635S TPZ 635S 1-1/2 STL S/SCR EMT C | DEALERS
TPA636S | TPZ 636S 2-IN STL S/SCR EMT CO | DEALERS
TPA638S | TPA638S TPZ 638S 3-IN STL S/SCR EMT CO | DEALERS
TPA642S | TPZ 642S 3/4 STL S/SCR EMT CPL | DEALERS
TPA643S | TPA643S TPZ 643S 1-IN STL S/SCR EMT CP | DEALERS
TPA646S | TPZ 646S 2-IN STL S/SCR EMT CO | DEALERS
TPA651SRT | TPZ 651SRT 1/2 COMPRN EMT CONN | DEALERS
TPA652SRT | TPZ 652SRT 3/4 COMPRN EMT CONN | DEALERS
TPA661SRT | TPZ 661SRT 1/2 COMPRN R/T EMT | DEALERS
TPA662SRT | TPZ 662SRT 3/4 COMPRN R/T EMT | DEALERS
TPA8730 | TPZ 8730 2-1/2 30D EMT ELBOW | DEALERS
TPA8822 | TPZ 8822 3IN 22-1/2D EMT ELBOW | DEALERS
TPA8830 | TPZ 8830 3IN 30D EMT ELBOW | DEALERS
TPA920 | TPA920 TPZ 920 2-1/2X2 REDUCING WASHE | DEALERS
TPAC2CG | TPAC2CG TPZ C2CG 3/4 AL RGD COND BODY | DEALERS
TPALB3CG | TPZ LB3CG 1IN AL LB CONDUIT BO | DEALERS
TPALB8CG | TPZ LB8CG 3IN AL LB CONDUIT BO | DEALERS
TPALL6CG | TPZ LL6CG 2IN AL LL CONDUIT BO | DEALERS
TPOST | T-POST, STEEL 6' | DEALERS
T-POST | T-POST, STEEL 6' | DEALERS
TPZ 205 1-1/2 STL HUB 20EA | Job # 21109-10 Charge back to moms meals | DEALERS
TPZ 306CB 2IN RGD CAPPED | Job # 21109-10 Charge back to moms meals | DEALERS
TPZ 3IN STL S/SCR EMT 6EA | Job # 21109-10 Charge back to moms meals | DEALERS
TPZ 632S 3/4 STL EMT | Job # 21109-10 Charge back to moms meals | TOMMY WHITE
TPZ 632S 3/4 STL EMT 50EA | Job # 21109-10 Charge back to moms meals | DEALERS
TPZ 633S 1-IN EMT | Job# 21109-10 Charge back to moms meals | DEALERS
TPZ 634S 1-1/4 STL EMT 25EA | Job # 21109-10 Charge back to moms meals | DEALERS
TPZ 635S 1-1/2 STL EMT | Job # 21109-10 Charge back to moms meals | DEALERS
TPZ 636S 2-IN STL | Job # 21109-10 Charge back to moms meals | DEALERS
TPZ 636S 2IN STL EMT 12EA | Job # 21109-10 Charge back to moms meals | DEALERS
TPZ 637S 2-1/2 STL | Job # 21109-10 Charge back to moms meals | DEALERS
TPZ 638S 3-IN STL EMT 14 EA | Job # 21109-10 Charge back to moms meals | DEALERS
TPZ 638S 3IN STL EMT 20 EA | Job # 21109-10 Charge back to moms meals | DEALERS
TPZ 642S 3/4 STL EMT | Job # 21109-10 Charge back to moms meals | DEALERS
TPZ 642S 3/4 STL EMT 50EA | Job # 21109-10 Charge back to moms meals | DEALERS
TPZ 643S 1 IN STL EMT | Job # 21109-10 Charge back to moms meals | DEALERS
TPZ 644S 1-1/2-IN STL EMT 50EA | Job # 21109-10 TPZ 644S 1-1/4 STL S/SCR EMT C | DEALERS
TPZ 645S 1-1/2 STL EMT | Job # 21109-10 Charge back to moms meals | DEALERS
TPZ 645S 1-1/2 STL EMT 3 EA | (blank) | DEALERS
TPZ 645S 1-1/2 STL EMT 47 EA | Job # 21109-10 Charge back to moms meals | DEALERS
TPZ 646S 2IN STL EMT 80EA | Job #21109-10 Charge back to moms meals | DEALERS
TPZ 647S 2-1/2 STL | Job # 21109-10 Charge back to moms meals | DEALERS
TPZ 648S 3-IN STL EMT 2 EA | Job # 21109-10 Charge back to moms meals | DEALERS
TPZ 648S 3IN STL EMT 81EA | Job # 21109-10 Charge back to moms meals | DEALERS
TPZ 88 3 IN 90D EMT 28 EA | Job # 21109-10 Charge back to moms meals | DEALERS
TPZ 88 3IN 90D EMT 3EA | Job # 21109-10 Charge back to moms meals | DEALERS
TPZ 8830 3IN EMT ELBOW 4 EA | Job # 21109-10 Charge back to moms meas | DEALERS
TPZ C3CG 1IN AL RGD COND BODY | Job # 21109-10 TPZ C3CG 1IN AL RGD COND BODY | DEALERS
TPZ EXTENSION 10EA | Job # 21109-10 TPZ WB2EXT EXTENSION | DEALERS
TPZ LB3CG 1IN AL LB CONDUIT BO | Job # 21109-10 TPZ LB3CG 1IN AL LB CONDUIT BO | DEALERS
TPZ LR6CG 2IN AL LR CONDUIT BO | Purchased for moms per Chad Largent | DEALERS
TPZ LR8CG 3IN AL LL CONDUIT B | Purchased for moms per Chad Largent | DEALERS
TPZ LR8CG 3IN AL LR CONDUIT BO | Purchased for moms meals per Chad Largent | DEALERS
TPZ LTF12 1/2 NPT HUB 200EA | Job # 21109-10 TPZ LTF12 1/2 NPT HUB L/T C/G | DEALERS
TPZ LTF34 3/4 NPT 250EA | Job # 21109-10 TPZ LTF34 3/4 NPT HUB L/T C/G OKC STOCK | DEALERS
TPZ P471 1/2 LT 200 EA | Job # 21109-10 TPZ P471 1/2 LT CONN | DEALERS
TR10R | MFZ TR10R 10A 250V RK5 TD FUSE 250V 10A 2X9/16 RK5 TD FU | DEALERS
TR200R | MFZ TR200R 200A 250V RK5 TD FUSE 250V 200A 7 1/8X1 9/10 TD | DEALERS
TR30R | MFZ TR30R 30A 250V RK5 TD FUSE 250V 30A 2X9/16 RK5 TD FU | DEALERS
TR6352WBOX | CWD TR6352WBOX RECEP, DEC, DUP, 20A125V, TR, WHITE | DEALERS
TR-7 GROUND DEVICE | TR-7 SAFE-T-GROUND, GROUND CONTINUITY CONTROL W/36" CABLE, STUD CONTACTOR, UL LISTED | DWYER CONTRO
TR-7-XBL TR7XBL | TR-7-XBL TR7XBL SAFE-T-GROUND,GROUND CONTINUITY CONTROL W/72" CABLE, BATTERY TYPE CONTACTOR, W/PILOT LIGHTS, UL LISTED | BUTLER & LAN
TRAIGHT SECTION | WW TYPE 1STRAIGHT SECTION | SUMMIT
TRAILER | 2021 Load Trail GH22-20+5 GN Flatbed Trailer with max ramps, black. | SUMMIT
TRAILERS | 6'x18' SKID BUILT TO DRAWING PROVIDED BY RODNEY MURRAY. SKID TO BE CONSTRUCTED OF 6X15# BEAM W/ 6" 8.2# C CHANNEL, 1/4" PLATE, 2X2 ANGLE FOR CONTAINMENT. THIS SKID WILL BE REMOVABLE FROM TRAILER VIA BOLTS. ADDITIONAL FEATURES WILL BE OSHA COMPLIANT HANDRAIL TUBING AND TOE KICK WITH AN OSHA COMPLIANT FOLD DOWN STEP SYSTEM TO ENTER AND EXIST TRAILER CONSTRUCTED TO HOUSE SKID. SKID WILL WILL SEPERATE UNIT FROM TRAILER,TRAILER WILL HAVE A 6" TRAILER TONGUE ATTACHED WITH A 2 5/16 ADJUSTABLE BALL, 7K DROP LEG JACK WITH SPRING LEG AND HANDLE, (2) 7K AXLES WITH BRAKES AND BRAKE AWAY CONTROLLER, ALL STATE REGULATED SAFETY CHAINS, REFLECTIVE TAPE AND LIGHTING WILL BE INSTALLED AS WELL AS FOUR NEW 235/85R16 TIRES. ENTIRE UNIT TO BE SPRAYED WITH MACROPOXY. UNIT WILL ALSO COME WITH MANUFACTURES CERTIFICATE OF ORIGIN AND CAN BE REGISTERED IN OWNERS NAME. | SUMMIT
TRAINING | CTENTERPRISE - Vector LMS, Convergence Training Edition - Enterprise Formerly Convergence LMS - Enterprise | SUMMIT
TRAINING COURSE | ??? | GRAYBAR
TRAINING FIELD SERVICE | YASKAWA ROAD SHOW TRAINING COST FOR ONE EIGHT HOUR DAY OF ON-SITE TRAINING. EACH CONSECUTIVE DAY OF TRAINING WANTED AT THE SAME LOCATION IS $650.00 YASKAWA TRAINING TO DRIVE OUT TO SITE OF YOUR CHOOSING WITH DEMO DRIVES FOR PAIRS OF PARTICIPANTS. TRAINING IS TAILORED TO WHAT YOU AND YOUR TEAM YOU FEEL IS NEEDED. A MINIMUM OF 10 PARTICIPANTS ARE REQUIRED, AND 18 MAXIMUM PARTICIPANTS CURRENT SET DATE(S) FOR TRAINING FOR SCS TECHNOLOGIES IS 1/19/2024 | COFFMAN INDU
TRANSDUCER | SE16B Spare/Replacement Single Transducer (two transducers are used with each flowmeter)
TRANSFORMER | C0250E2A 250 VAA Type MTE Control Transformer | VECTOR SOLUT
TRANSFORMER COVER | TRANSFORMER COVER, CATALOG #7074C99H02
TRANSITION | 6" POLY SDR 11 GROOVED TRANSITION | DYKMAN ELEC
TRANSITION FITTING | 6" POLY SDR 11 TRANSITION FITTING | GK TECHSTAR
TRANSMITTER | ST5484E-121-0020-00 IPT seismic vibration transmitter, loop powered, 1.0ips, integral 1/4" NPT stud mount, CSA, Class 1 Div 1 (with attached 8200-000 elbow), 4-20mA flying leads, no fitlers | ELLIOTT ELEC
TRANSMITTER 2500D3ABBAEZZZ | TRANSMITTER 2500D3ABBAEZZZ MICRO MOTION 2500 COMPACT CONTROL ROOM MULTIVARIABLE FLOW AND DENSITY | ELLIOTT ELEC
TRANSMITTER 2700 | MICRO MOTION 2700 FIELD AND INTEGRAL-MOUNT MULTIVARIABLE FLOW AND DENSITY TRANSMITTER 2700R12ABAEZZZPK | TOMMY WHITE
TRANSMITTER 2700R12ABAEAZZ | 2700R12ABAEAZZ 2700 MICRO MOTION 2700 FIELD AND INTEGRAL-MOUNT MULTIVARIABLE FLOW AND DENSITY TRANSMITTER R Mounting: 4-wire remote mount transmitter (polyurethane-painted aluminum housing)includes10 ft. [3m] 4 wire shielded PVC cable 1 Power: 18 to 100 VDC and 85 to 265 VAC; self switching 2 Display: Backlit dual line display for CSA, UL, and IIB + H2 ATEX, IECEx and NEPSI ratings A Output: One mA; one frequency; RS485 B Conduit Connections: 1/2-inch NPT - no gland A Approvals: CSA (US and Canada) E Language: English installation manual and English configuration manual A Software Options 1: Petroleum measurement Z Software Options 2: No software options 2 Z Factory Options: Standard product | TOMMY WHITE
TRANSMITTER J-BOX ASSY | ALJBOXASSY4WNPT:AL TRANSMITTER J-BOX ASSY, 4-WIRE INTERFACE 1/2 NPT Order# 20245 Medallion Santa Rita | DSI
TRANSMITTER PROMASS 500 | Transmitter Promass 500 , 8X5BXX 8X5BXX-2HU1/0 (8X5BXX-CSIMADDDGAAFDAA0000A2) | MICRO MOTION
TRANSMITTERS | Deltabar S FMD77 Model no.: FMD77-3W18/0 (FMD77-TBC7F41DPAAA) Differential pressure. One / Two diaphragm seals. One side direct mounted. Application: level, hydrostatic. Secondary process barrier. :: High long term stability. :: High static pressure + overload safety. :: Enhanced mechanical integrity. :: Modular. | MICRO MOTION
TRANSPORT | HLD CANOPY ROOF, LIGHTS, SKID, & OTHER MISC. 12 135.00 ITEMS (12 HRS @ $135.00 AN HR) | MICRO MOTION
TRANSPORT SKID | Transport Skids | MICRO MOTION
TRANSPORT BEAM | transport Beam from Ultimate Welding to Strickland Welding Pearlsnap Job# 22578 | ENDRESS + HA
TRANSPORT BOOSTER PUMP | Transport Booster Pump, Pallet, Bottle Sump Marathon Job# 21540 | ENDRESS + HA
TRANSPORT BOOSTER SKID | Transport Booster Skids | E.L FARMER
TRANSPORT LACT | (blank) | E.L FARMER
TRANSPORT LACT UNIT | Transport Lact Unit | BARRERA CONT
TRANSPORT MISC PARTS | Transport Canopy, Booster Pump & 2 Pallets | E.L FARMER
TRANSPORT PALLET | Hotshot, Andrews, SC to Big Spring, TX | E.L FARMER
TRANSPORT PANEL RACK & CANOPY | HLD SKID #21460-13, PANEL RACK, & CANOPY Pioneer Job# 21460-13 | E.L FARMER
TRANSPORT PANEL RACK, CANOPY | Transport Panel Rack, Canopy & misc parts | E.L FARMER
TRANSPORT PUMP & VALVES | Transport, Fuel Surcharge & Permit Delek Job# 22256-01 | E.L FARMER
TRANSPORT SKID | (blank) | MACKLIN ENTE
TRANSPORT SKID & PANEL RACK | (blank) | E.L FARMER
TRANSPORT SKID 21007 | Transport Skid 21007 | E.L FARMER
TRANSPORT SKID 21839 | Transport Skid 21839 | E.L FARMER
TRANSPORT SKID 21886 | Transport Skid EVX Job# 21886 | BARRERA CONT
TRANSPORT SKID 21920 | Transport Skid | E.L FARMER
TRANSPORT SKID 22098 | Transport Skid | E.L FARMER
TRANSPORT SKID 22119 | Transport Skid | E.L FARMER
TRANSPORT SKID 22194 | Transport Skid EVX Job# 22194 | E.L FARMER
TRANSPORT SKID 22258 | Transport Skid Validus Job# 22258 | E.L FARMER
TRANSPORT SKID 22259 | Transport Skid 22259 | E.L FARMER
TRANSPORT SKID AND PALLETS | Haul Skid and Pallets Whitewater Job# 22236 | E.L FARMER
TRANSPORT SKID JOB# 22063 | Transport Skid EVX Job# 22063 | E.L FARMER
TRANSPORT SKID UNIT | Transport Lact Unit, Pioneer Job# 21460-09 | E.L FARMER
TRANSPORT SKIDS | Transport 3 EVX Lact Units EVX Job# 21860, 21861 & 21758 | E.L FARMER
TRANSPORT SKIDS JOB# 22111 | Transport Skid and Booster Skid EnLink Job# 22111 | BARRERA CONT
TRANSPORT SKIDS JOB# 22112 | Transport Skid and Booster Skid EnLink Job# 22111 | LP HAULING
TRANSPORT UNIT | Transport Unit, Xray film & other misc items | E.L FARMER
TRANSPORTATION 23092 | Transport Coolers shipment from Tulsa, OK to Loving, NM | E.L FARMER
TRASH BAGS | TRASH BAGS, CONTRACTOR | E.L FARMER
TRASH CAN LINERS | ??? | E.L FARMER
TRASHBAGS 33GL | Trashbags 33GL | E.L FARMER
TRASMITTER | ??? | STREAM LOGIS
TRAVEL | Estimated Travel to Big Spring (Driving) | TOMMY WHITE
TRAVEL COST | Per Day
TRAVEL COST (PER DAY) | 30005 : Travel Cost (Per Day) | HIGGINBOTH16
TRAVEL COSTS | TRAVEL COSTS FOR DAS SERVICE
TRAVEL COSTS - FLIGHT | TRAVEL COSTS - FLIGHT | METER ENGINE
TRAVEL COSTS-OVERNIGHT | TRAVEL COSTS-OVERNIGHT | BUREAU VERIT
TRAVEL EXPENSE | Travel expenses as noted on Quote #1091986 | BUREAU VERIT
TRAVEL FEE | ROUND TRIP ALLOCATED MILEAGE PER PROVER | FLOW MANAGEM
TRAVEL TIME FOR TECHNICIAN | (blank) | FLOW MANAGEM
TRAVEL TIME FOR TECHNICIAN DAS | DRIVE TIME FOR TECHNICIAN PER HOUR | FLOW MANAGEM
TRAVEL TIME HOURS | (blank) | CI ACTUATION
TRAVEL TO LOCATION/REWORK | Travel to location / perform necessary labor to cut and weld flanges on piping | METER ENGINE
TRAY | COP VNTC123 WIRE VNTC-12/3 TRAY | FLOW MANAGEM
TRAY CABLE | 100' OF WIRE VNTC 10/3 10 AWG 3 COND CUT LENGTH | FLOW MANAGEM
TRAY HARDWARE | US TRAY SPS-A6-G4 6"STD SPLICE PLATE W/HARDWARE | BUREAU VERIT
TRC ALBR800HJR4 | AB 800H-JR4 OPERATOR Marathon Titus CTB 18 21857-01 | STRICKLAND
TRC ALBR800HJR4 MBW | AB 800H-JR4 OPERATOR Marathon Boll Weevil 21896-01 | REXEL
TRC ALBR800TCXAF | A-B 800TC-XAF 30MM CONTACT BLOCK 1- Marathon Titus CTB 18 21857-01 | SUMMIT
TRC ALBR800TCXAF MBW | A-B 800TC-XAF 30MM CONTACT BLOCK 1- Marathon Boll Weevil 21896-01 | SUMMIT
TREATMENT | e9 Metal Pro Performance Treatment 5L Extra Strength | THE REYNOLDS
TRIAC ACTUATOR | TRIAC XE6900 - TRIAC ACTUATOR XE-6900 6900 IN. LB Electric Actuator, 2 Position Control (On/Off) Only, ATEX Approved for Eexd IIB T4, Conforms to NEMA Type 4, 4X, 7 & 9, 120VAC, Visual Indicator, Handwheel Override, Heater & Thermostat, 2 Aux Switch, Fail In Place. P/N: XE-6900 | THE REYNOLDS
TRIM | ??? | THE REYNOLDS
TRIM COOLANT | Trim Coolant 54 Gal Drum Light Blue | THE REYNOLDS
TRI-STAR TS-45 | Tri-Star TS-45 | E9 TREATMENT
TROUBLESHOOT METER | Provide a day of service to troubleshoot a CMFHC2M451N2BAEZZ | HELIOS PSC
TRS100R | MFZ TRS100R 100A 600V RK5 TD FUSE 600V 100A 7 7/8X1 5/16 TD | VANZANDT CON
TRS15R | MFZ TRS15R 15A 600V RK5 TD FUSE 600V 15A 5X13/16 TD FUSE
TRS250R | MFZ TRS250R 250A 600V RK5 TD FUSE 600V 250A 11 5/8X2 9/16 T | GRAINGER
TRS400R | MFZ TRS400R 400A 600V RK5 TD FUSE 600V 400A 11 5/8X2 9/16 T | MICRO MOTION
TRUCK DRIVER | Truck Driver Don | SUMMIT
TRUCK MILEAGE FEE | (blank) | SUMMIT
TRUCK MILEAGE FEE (PER MILE) | 30007 : Truck Mileage Fee (Per Mile) | SUMMIT
TRUCK ORDERED NOT USED | (blank) | SUMMIT
TRUCK REPAIR | 2017 Ford F-350, Texas License #LKP8364, Unit #1001, VIN #1FT8W3DT6HEC08406 | CLINE CONSTR
TRUCK TIRES | Cooper tires | BUREAU VERIT
TRUCK TO DELIVER COOLERS | Transport Coolers | BUREAU VERIT
TRUCK/TRAILER | TRUCK/TRAILER | E.L FARMER
TRUCKING - DELIVERY CHARGE | (blank) | ADVANCED AUT
TRUCKING-SPREADER BAR | (blank) | LOVINGTON
TRUE BLUE PIPE DOPE | true blue pipe dope | FIN-X, INC.
TRUNNION BALL VALVE | 12", 150, SCV Trunnion Ball Valve, RF Ends, Full Port, Gear Operated, A350 LF2 Body, A350 LF2 + ENP Obturator, A350 LF2 + ENP Seat Base Metal, A182 F6A Class 2 Stem Material, Viton Seal Material, Devlon Seat Material, Bolted Body, N/A Packing, Double Piston Effect Service, Firesafe, NACE MR-01-75, API 6D Design, API 6D Test, FIG. BAL1201B1215RGFV15DC **API 6D Monogram** **Temperature Range -50 to 350F** **Low Temp Viton GLT Seals** ** DIB-2 (SPE x DPE)** ** Includes Quadrant drain valve and DK lock fittings** | BAY LTD.
TRUNNION BALL VALVE W/ACTUATOR | 6", 150, Trunnion Ball Valve, RF Ends, Full Port, Bare Stem, A350 LF2 Body, A350 LF2 + ENP Obturator, A350 LF2 + ENP Seat Base Metal, A182 F6A Class 2 Stem Material, Viton GLT Seal Material, Devlon Seat Material, Bolted Body, N/A Packing, Standard Service, Firesafe, NACE MR‐01‐75, API 6D Design, API 6D Test SCV BAL0601B1215RGFZ15DC/S ACTUATOR LIMITORQUE QX‐4 ELECTRIC ACTUATOR, XP, 3/60/460VAC, STD CONTROLS (OA CONTACTS / 24VDC UPS), ADAPTION, MOUNT/SET OPERATING TIME: ADJUSTABLE 30‐120 SECONDS | CYPRESS
TRV @ 275 PSIG | ??? | PROLIFT
TS S4000CH | S4000CH-1-0-01-1 S4000CH COMBUSTIBLE GAS INTELLIGENT SENSOR 1= 4-20mA OUTPUT, W/O RELAYS, W/O MODBUS 0= NO RELAYS 01= SNSR ALUM STD INDSTRIAL HYDROCARBON 1= ATEX/CSA-Aluminum Housing, PUSH TERMINAL WHITEWATER 20517 & 20518 | CITY PIPE
TS S4000TH | S4000TH-1-0-01-1 S4000TH HYDROGEN SULFIDE INTELLIGENT SENSOR 1= 4-20mA OUTPUT, W/O RELAYS, W/O MODBUS 0= NO RELAYS 01= 50445-1 SENSOR ALUMINUM 0-100 ppm H2S 1= ATEX/CSA-Aluminum Housing, PUSH TERMINA WHITEWATER 20517 & 20518 | MIDSTREAM VA
T-SHIRT | Black t-shirt with SCS logo on left chest Quantities 3) 4X 10) 2X 25) XL 50) L 20) M | MIDSTREAM VA
T-SUPPORT | (blank)
T-SUPPORTS | (blank) | GK TECHSTAR
TT FLOW METER FE/FT-002CA | TTFM 6.1 Ultrasonic Transit Time Flow Meter 9-32VDC, 10W Maximum CXJ8106 - Explosion Proof NEMA7 (non-returnable & non-refundable) Standard - (-5° to 140°F / -20° to 60°C) Standard - SE16B Transducers, Non-Incendive for Class 1 Div 2 Standard - SE16B pair, recommended for 2 to 10 inch (50 to 250 mm) pipes, suitable for 2 to 48 inch (50 to 1200 mm) pipes TMK-B21 - Includes conduit-ready & heavy-duty stainless brackets, mounting clamps, alignment ruler for 2-6" pipes, and coupling tape 25 ft / 7.6 m pair triaxial with BNC connectors and seal jackets Modbusr RTU via RS-485 or HART (field selectable) 2 relays, rated 5 amp SPDT, programmable W/ SS Tag# FE/FT-002CA Whitewater Midstream Job# 21634-07 | GK TECHSTAR
TT FLOW METER FE/FT-004CA | TTFM 6.1 Ultrasonic Transit Time Flow Meter 9-32VDC, 10W Maximum CXJ8106 - Explosion Proof NEMA7 (non-returnable & non-refundable) Standard - (-5° to 140°F / -20° to 60°C) Standard - SE16B Transducers, Non-Incendive for Class 1 Div 2 Standard - SE16B pair, recommended for 2 to 10 inch (50 to 250 mm) pipes, suitable for 2 to 48 inch (50 to 1200 mm) pipes TMK-B21 - Includes conduit-ready & heavy-duty stainless brackets, mounting clamps, alignment ruler for 2-6" pipes, and coupling tape 25 ft / 7.6 m pair triaxial with BNC connectors and seal jackets Modbusr RTU via RS-485 or HART (field selectable) 2 relays, rated 5 amp SPDT, programmable W/ SS Tag# FE/FT-004CA Whitewater Midstream Job# 21634-12 | GK TECHSTAR
TT FLOW METER FE/FT-004CB | TTFM 6.1 Ultrasonic Transit Time Flow Meter 9-32VDC, 10W Maximum CXJ8106 - Explosion Proof NEMA7 (non-returnable & non-refundable) Standard - (-5° to 140°F / -20° to 60°C) Standard - SE16B Transducers, Non-Incendive for Class 1 Div 2 Standard - SE16B pair, recommended for 2 to 10 inch (50 to 250 mm) pipes, suitable for 2 to 48 inch (50 to 1200 mm) pipes TMK-B21 - Includes conduit-ready & heavy-duty stainless brackets, mounting clamps, alignment ruler for 2-6" pipes, and coupling tape 25 ft / 7.6 m pair triaxial with BNC connectors and seal jackets Modbusr RTU via RS-485 or HART (field selectable) 2 relays, rated 5 amp SPDT, programmable W/ SS Tag# FE/FT-004CB Whitewater Midstream Job# 21634-12 | GK TECHSTAR
TTF4AL-4FT | ??? | GK TECHSTAR
TUB O'TOWELS - 90 COUNT | (blank)
TUBE | 3/8" TUBING | SAUNDERS COM
TUBE CUTTER | Tube Cutter | SPECIALTY EQ
TUBE CUTTER SCREW | ??? | SPECIALTY EQ
TUBE FITTING | SPME-16-16U 316 90° 1" Compression x -16 MAORB
TUBING | 500' OF 1/2" OD X .035" WALL 316SS SEAMLESS TUBING | SPECIALTY EQ
TUBING & TUBING FITTINGS | ??? | SPECIALTY EQ
TUBING (1) | ???
TUBING (2) | ???
TUBING 48' 4X2 | 4 X 2 RECTANGLE TUBING 1/4 48' Length
TUBING CUTTERS | 977751 TUBING CUTTER FOR 1/16" OD TUBING TERRY TOOL | TEINERT META
TUBING SMLS31624095 | TUBING SMLS31624095 1.500" OD X .095" WALL 316SS SEAMLESS TUBING | SPECIALTY EQ
TUFFY PRIMER | P-523 Primer, Total of (7) 5 Gallon Kits (10) gallons each Enlink Job# 20100-01 & 20100-02, (9) Gallons for Medallion Job# 19997-01 and (2) each Medallion Job# 20147, 20148 & 20149 | SPECIALTY EQ
TURKISH TOWELS | ??? | TCI COATINGS
TURNBUCKLE | 3/4" X 6" TURNBUCKLE HOOK & EYE
TUT1LE534 | TUTHILL MOTOR ADAPTER | TOMMY WHITE
TUT5LEV-C-7 | TUTHILL GEAR PUMP | AGI INDUSTR
TUTHILL LUBE PUMP ON 1-375 | TUTHILL LUBE PUMP ON 1-375 UNITS UNITS. REPLACE LUBE OIL UNIT WITH DAYTON 4KHF9A UNIT. FROM SO#201042 4KHF9A 1.5HP LUBE OIL PUMP CONSISITNG OF: DAYTON 4KHF9A GEAR PUMP, 1.5HP, 1200RPM, 3PH, TEFC, CLASS 1 DIV 2 MOTOR, LUG STYLE COUPLING, WIRE MESH GUARD. ********** COMPONENTS STOCK ODESSA, TX. ********** PRICE DOES NOT INCLUDE STAINLESS LINES & FITTINGS IF NEEDED. 1/2 TUBING FITTINGS INCLUDED CONSISITNG OF: 2-1/2NPT X 1/2 TUBINGH 90S 1- 1/2NPT X 1/2 TUBING STRAIGHT 2-3/4NPT X 1/2 TUBING | AGI INDUSTR
TV DELVAL #T2100344R9L0 | 1" 2000# NPT FP Floating Ball Valve, WCB Body, 316SS Trim, RTFE Seats, Lever Op, DelVal #T2100344R9L0. Plains 23599-01 | KNIGHTEN MAC
TV DELVAL T2050344R9L0 | 1/2" 2000 psi Threaded Ball Valve. WCB Body, 316SS Ball And Stem, RTFE Seat, Lever Operated, DelVal T2050344R9L0. Plains 23599-01 | TOTAL VALVE
TV DELVAL T2075344R9L | 3/4" 2000 psi Threaded Ball Valve. WCB Body, 316SS Ball And Stem, RTFE Seat, Lever Operated, DelVal T2075344R9L0. Plains 23599-01 | TOTAL VALVE
TW03041208U40 | 3/4" X 1/2" X U4.0" 304SS, .385 BORE W/BRASS PLUG & SS CHAIN | TOTAL VALVE
TW3040808U30 | 1/2" X 1/2" U3.0 304SS, .385 BORE,W BRASS PLUG & SS CHAIN | SPECIALTY EQ
TW3040808U80 THERMOWELL | TW3040808U80 TW3040808U80 1/2" X 1/2" U8.0" OAL=9.50" 304SS, .385 BORE WITH BRASS PLUG AND SS CHAIN TEST WELL | SPECIALTY EQ
TW30411208U30 | 3/4" X 1/2" U3.0 304SS .385 bore | SPECIALTY EQ
TW3041208U20 | 3/4" X 2 TESTWELLS | SPECIALTY EQ
TW3041208U30 | 3/4 X3 TESTWELL | SPECIALTY EQ
TW3041208U40 | 3/4" X 1/2" U4.0" 304SS, .385 BORE W/ Brass Plug and SS chain Test Well | SPECIALTY EQ
TW3041608U30 | 1"X1/2" U3.0 304SS, .385 BORE W/SS PLUG & SS CHAIN TEST WELL | SPECIALTY EQ
TW3041608U40 | 1" X 1/2" U4.0" 304SS, .385 BORE WITH SS PLUG AND SS CHAIN TEST WELL | SPECIALTY EQ
TWL3040808120260 | 1/2" X 1/2" X 12.25" 304SS, .260 BORE STEP THERMOWELL | SPECIALTY EQ
TWL3041608060260 | 1.0" X 1/2" X 6.25", 304SS, .260 bore Step Thermowell | SPECIALTY EQ
TWL3041608060260CAP | 1.0" X 1/2" X 6.25", 304SS, .260 BORE, STEP THERMOWELL test well w/ cap & chain | SPECIALTY EQ
TWL3041608060260PLUG | 1.0" X 1/2" X 6.25" 304SS, .260 bore, Step Thermowell/Testwell with SS plug and chain. | SPECIALTY EQ
TWO MAN NDT CREW 10 HOUR DAY | (blank) | SPECIALTY EQ
TWO MAN RADIOGRAPHIC CREW | (blank) | TEX-RAY NDT
TWO MAN RADIOGRAPHIC CREW6 | Services rendered Monday through Friday with 8 hours or less worked each day | TEX-RAY NDT
TWO MAN RADIOGRAPHIC CREW8 | Overtime | TEX-RAY NDT
TWRSGF15W | CWD TWRSGF15W GFCI TWR SELF TEST DUPLEX 15A 125V WH REF QUOTE 2002662078 LINE 220 | TEX-RAY NDT
TWRSGF20W | CWD TWRSGF20W GFCI TWR SELF TEST DUPLEX 20A 125V WH | SUMMIT
TX ANNUAL | (blank) | SUMMIT
TX IND 3" 600# FISHER/REXA MOV | CONTROL VALVE PACKAGE: NEW FISHER 3” ANSI 600 RF FLANGED END ET SERIES CONTROL VALVE WCC STEEL BODY, 3 7/16” =% TRIM 27 (316SS/COCR-A), CLASS IV SHUT-OFF,FLOW OVER, DBLE PTFE PKG, 1.5” TRAVEL, ½” STEM, 2 13/16” YOKE BOSS,STEM HT CLOSED= MTR’S AND HYDRO-TEST CERTS REQUIRED REXA ACTUATOR FAIL-IN-PLACE CUSTOM MTG HARDWARE, WITH SPLIT CLAMP, AND STEM DUST BOOTREXA MODEL X3L2000-2-B-P-C2 120V AC POWERED CL 1 DIV 2 XP ACTUATOR AND ELECTRONICS 5 AMPS REQUIRED, 4-20mA IN/OUTPUT, 25ft CABLE FLYING LEADS BOTH ENDS, HANDWHEEL OVERRIDE, ASSEMBLED TESTED AND CALIBRATED. | PROLIFT
TX IND 6" 300# FISHER/REXA MOV | CONTROL VALVE PACKAGE: FISHER 6" V300 ANSI 300 RF FLG WCC STEEL BODY, TCM+ BALL SEAL, SS 20910 SHAFT, PEEK BRNG, PTFE PACKING NACE MR-01-75 CERT MTRS MOUNTING HARDWARE REXA MODEL X3R2,500-90-B-P-C2 480V INPUT POWER W/ 1-PHASE TRANSFORMER XP 120 VAC ACTUATOR, CL1 DIV 2 XP ACTUATOR AND ELECTRONICS 2,500 IN/LBS 90 DEGREE ROTATION W/ 25 FT OF CABLE FLYING LEADS BOTH ENDS DECLUTCHABLE MAN OVERRIDE W/ HW 316SS ELECTRONICS ENCLOSURE WITH EXTERNAL DISPLAY AND CONTROLS W/ MAGNETIC SUN COVER 4-20mA INPUT, 4-20mA POSITION FEEDBACK, 3 ALARMS DIGITAL MOUNTED CALIBRATED AND TESTED. Kinder Morgan 24970-01 Wink Skid | TX INDUSTRIA
TX IND 8" FISHER/REXA MOV | CONTROL VALVE PACKAGE FISHER 8" V150 ANSI 150 RF CONTROL VALVE CS BODY, 317SS TRIM TCM BALL SEAL PEEK BRNG NITRONIC 50 STEM TFE PACKING MTG HARDWARE REXA ELECTRAULIC ACTUATOR MODEL X3R5000-90-C-P-C2 120VAC POWERED, CL1 DIV 2 XP, 4-20mA INPUT DIRECT 4-20mA POS FEEDBACK PASSIVE ALARMS AND EXTERNAL DISPLAY FAIL-IN-PLACE. Marathon Zurich Sta. 24880-01 | TX INDUSTRIA
TX IND BPC MOV | NEW CONTROL VALVE PACKAGE: FISHER 4" 600 RF ET, CS BODY, TRIM #27 2-7/8" PORT, S31600 SST/CoCr-A Seat/Guide PLUG CoCr-A Seat SEAT RING, S31600 SST/ENC =% CAGE, 316SS STEM, Carbon PTFE/FKM SEAL RING, SINGLE PTFE PACKING CLASS IV SHUTOFF, 2-13/16" YOKE BOSS, 1/2" STEM, 1.5" TRAVEL THRUST DOWN REQUIREMENT = 950 LBS, THRUST UP REQUIREMENT = 50 LBS MTR'S CUSTOM MTG HARDWARE, WITH SPLIT CLAMP, AND STEM DUST BOOT REXA MODEL X3L2000-2-B-P-C2 120V AC POWERED CL 1 DIV 2 XP ACTUATOR AND ELECTRONICS 5 AMPS REQUIRED, 4-20mA IN/OUTPUT, 25ft CABLE FLYING LEADS BOTH ENDS, HANDWHEEL OVERRIDE, FAIL IN LAST PLACE ASSEMBLED TESTED AND CALIBRATED. Marathon 22979-02 | TX INDUSTRIA
TX INDUSTRIAL MOV | NEW FISHER 3” ANSI 600 RF FLANGED END ET SERIES CONTROL VALVE WCC STEEL BODY, 3 7/16” =% TRIM 27 (316SS/COCR-A), CLASS IV SHUT-OFF,FLOW OVER, DBLE PTFE PKG, 1.5” TRAVEL, ½” STEM, 2 13/16” YOKE BOSS,STEM HT CLOSED= MTR’S AND HYDRO-TEST CERTS REQUIRED REXA ACTUATOR FAIL-IN-PLACE CUSTOM MTG HARDWARE, WITH SPLIT CLAMP, AND STEM DUST BOOTREXA MODEL X3L2000-2-B-P-C2 120V AC POWERED CL 1 DIV 2 XP ACTUATOR AND ELECTRONICS 5 AMPS REQUIRED, 4-20mA IN/OUTPUT, 25ft CABLE FLYING LEADS BOTH ENDS, HANDWHEEL OVERRIDE, ASSEMBLED TESTED AND CALIBRATED | TX INDUSTRIA
TX PERMIT | (blank) | TX INDUSTRIA
TX PERMIT #40658 | (blank) | E.L FARMER
TX PERMIT #589174 | (blank) | E.L FARMER
TX PERMIT #63049 | (blank) | E.L FARMER
TX PERMIT #7444 - 5/25/22 | (blank) | E.L FARMER
TX PERMIT #7822 - 5/31/22 | (blank) | E.L FARMER
TX PERMIT #9032 - 6/6/22 | (blank) | E.L FARMER
TX PERMIT #94428 | (blank) | E.L FARMER
TX PERMIT #99064 | (blank) | E.L FARMER
TX525MXE | 7.31" UV RATED "TY-RAP" CABLE TIE | E.L FARMER
TX526MXE | 11" TY-RAP" CABLE TIE | ELLIOTT ELEC
TY523MXE | 3.62" "TY-RAP" CABLE TIE | ELLIOTT ELEC
TY524MXE | 5.50" UV RATED "TY-RAP" CABLE TIE | ELLIOTT ELEC
TY525MXE | 7.31" UV RATED "TY-RAP" CABLE TIE | ELLIOTT ELEC
TY526MX | Ty-rap 11", Black | ELLIOTT ELEC
TY526MXE | 11" "TY-RAP" CABLE TIE | ELLIOTT ELEC
TY526MX-E | 11" "TY-RAP" CABLE TIE | ELLIOTT ELEC
TY526MXE BLK 11IN TY-RAP | TY526MXE Blk 11in ty-rap | ELLIOTT ELEC
TY5275MX | 18" UV RATED BLK NYLON TY RAP | ELLIOTT ELEC
TY527MXE | Ty-raps 11" black TY527MXE | ELLIOTT ELEC
TY528MXE | 14.19" UV RATED "TY-RAP" CABLE TIE | ELLIOTT ELEC
TYLOK KIT | TYLOK KIT-8-HPBV-LD LOCKING DEVICE FOR SS8DTT88K VALVE | ELLIOTT ELEC
TYLOK TUBE FITTING | SS6DELU6 3/8" T X 3/8" T 90' UNION ELBOW 316SS DUAL FERRULE TYLOK TUBE FITTING | SPECIALTY EQ
TYPE 1 PUMP SEALS | Upgrade to Type 1 Seals | SPECIALTY EQ
TYPE A BELTING | TYPE A BELTING 25' BOX 1/2" WIDE, (1) box split between (3) skids | ZONE INDUST
TYPE BR 20A CIRCUIT BREAKER | CATALOG # BR120TYPE BR BRKR 20A/1 POLE 120/240V 10KREF QUOTE 101-42832 | KS SUPPLIES
TYPE BR BRKR 20A/1 POLE | Type BR BRKR 20A/1 Pole 120/240V 10K | ELLIOTT ELEC
TYPE BR BRKR 90A/2 POLE | TYPE BR BRKR 90A/2 POLE 120/240V 10K | ELLIOTT ELEC
TYPE CHF BRKR 30A | TYPE CHF BRKR 30A/1P 120/240V 10 KAIC | ELLIOTT ELEC
TYPE GHB BRKR 3P | Type GHB BRKR 3P | ELLIOTT ELEC
U BOLTS | 6" U BOLTS, INSULATED | ELLIOTT ELEC
U.W PIPE | U.W Pipe FAB | CITY PIPE
U.W PIPE FAB | U.W Pipe FAB | CAMERON MEAS
U.W PIPE WELDING | U.W PIPE WELDING | CAMERON MEAS
U.W SKID | U.W Skid FAB
U.W SKID FAB | U.W Skid FAB | MCCARTY EQUI
U.W SKID PIPE | U.W Skid | CITY PIPE
U.W SKID WELDING | U.W SKID WELDING | ULTIMATE WEL
U.W WELDING | Weld fab - rack | ULTIMATE WEL
U.W. 1" SPOOL | 1" 150# x 5-1/8" Pipe Spool. Medallion 25300-04 BPV Pipe Spools. | ULTIMATE WEL
U.W. 2" SPOOL #1 | 2" 150# x 8-3/8" Pipe Spool #1. Medallion 25300-05 BPV Pipe Spools. | ULTIMATE WEL
U.W. 2" SPOOL #2 | 2" 150# x 8-0" Pipe Spool #2. Medallion 25300-05 BPV Pipe Spools. | ULTIMATE WEL
U.W. 2" SPOOL #3 | 2" 150# x 7-7/8" Pipe Spool #3. Medallion 25300-05 BPV Pipe Spools. | ULTIMATE WEL
U.W. 3" SPOOL #1 | 3" 150# x 11-1/8" Pipe Spool. Medallion 25300-06 BPV Pipe Spools. | ULTIMATE WEL
U.W. 3" SPOOL #2 | 3" 150# x 11" Pipe Spool. Medallion 25300-06 BPV Pipe Spools. | ULTIMATE WEL
U.W. 3" SPOOL #3 | 3" 150# x 10-7/8" Pipe Spool. Medallion 25300-06 BPV Pipe Spools. | ULTIMATE WEL
U.W. 3" SPOOL #4 | 3" 150# x 9-1/2" Pipe Spool. Medallion 25300-06 BPV Pipe Spools. | ULTIMATE WEL
U.W. 4" 150# STRAINERS | 4" 150# XH Strainers. Javelin 23548-01 | ULTIMATE WEL
U.W. CANOPY | Electrical Rack Canopy Roof Fabrication. Medallion 23962-03, 23963-03 & 23964-03 | ULTIMATE WEL
U.W. PIPE | Fabricate 4" x 3" 150# Pipe Spools. Internal Coating Required Upon Completion. Lakewood 22619-01 & 02 | ULTIMATE WEL
U.W. PIPE FAB | 6" x 4" Pipe Fabrication. Medallion SS LACT | ULTIMATE WEL
U.W. PIPE FAB #2 | Fabricate 6" x 4" 150# Pipe Spools. Endeavor 22613-01 | ULTIMATE WEL
U.W. PIPE LABOR | Fabrication labor to weld and assemble pipe spools including 4" 150# Strainer. ALL SCHEDULE 80 PIPE EVX 21093-01 & 02 | ULTIMATE WEL
U.W. PIPE SPOOL FAB | 12" X 8" X 4" 150# Pipe Spool Fabrication. Marathon Zurich Sta. 24880-01 | ULTIMATE WEL
U.W. PIPE SPOOLS | 4" x 2" 150# Pipe Spool Fabrication. Marathon Tornado 24896-01 | ULTIMATE WEL
U.W. PLAINS 15 GAL POT | 15 Gallon Sample Pot with Round Dish Top and Internal 1660 Corvel Coating. | ULTIMATE WEL
U.W. PLATFORM | Fabricate 3' x 7' Platform. Medallion 23962-03, 23963-03 & 23964-03 | ULTIMATE WEL
U.W. SEAL POT FAB | Fabricate Centrifugal Pump Seal Pot. Endeavor 22612-01 | ULTIMATE WEL
U.W. SEAL POT FAB #2 | Fabricate Centrifugal Pump Seal Pot. Endeavor 22613-01 | ULTIMATE WEL
U.W. SKID | Fabricate 5' x 14' Sample Pot Skid. | ULTIMATE WEL
U.W. SKID BASE | U.W Labor for Skid Base | ULTIMATE WEL
U.W. SKID FAB | Skid Fabrication 8' x 16'-6". Medallion 6" x 4" SS LACT | ULTIMATE WEL
U.W. SKID FAB #2 | Fabricate 6' x 17' Skid. Endeavor 22613-01 | ULTIMATE WEL
U.W. SKID FAB 12' | 6' x 12' Skid Fabrication. MPLX Sand Dunes East 24847-01 | ULTIMATE WEL
U.W. SKID LABOR | Fabrication Labor to weld and assemble skid. EVX 20616-01 & 02 | ULTIMATE WEL
U.W. SKID RACK | Electrical rack built onto skid base per drawing release. | ULTIMATE WEL
U.W. SPOOL | 2" 600# X 24" Pipe Spool. Medallion 23962-03, 23963-03 & 23964-03 | ULTIMATE WEL
U.W. STRAINER | Fabricate XH 3" 150# Strainer for Water Application. Internal Coating Required Upon Completion. Lakewood 22619-01 & 02 | ULTIMATE WEL
U.W. SUMP FAB | 16" Pontoon Sump Fabrication per Drawings. Marathon Chupacabra 24555-01. | ULTIMATE WEL
U22 600# ADAPTER | 9A-50132200406 ADAPTER, UNION, U-22, 2 IN., CL600 RAISED FACE CARBON STEEL FLANGE END CONNECTION | ULTIMATE WEL
U-22 ADAPTER | Clif Mock U-22 Union adapter with 2” 600# RF Flanges. | ULTIMATE WEL
U22 ADAPTER 9A-50132200409 | U22 adapter 9A-50132200409 | ULTIMATE WEL
U22 ADAPTOR | 9A-50132200406 ADAPTER, UNION, U-22, 2 IN., CL600 RAISED FACE CARBON STEEL FLANGE END CONNECTION | ULTIMATE WEL
U-22 ADAPTOR | 9A-50132200406 ADAPTER, UNION, U-22, 2 IN., CL600 RAISED FACE CARBON STEEL FLANGE END CONNECTION | ULTIMATE WEL
U-22 UNION ADAPTER | ??? | ULTIMATE WEL
UAG2 | 2" UA SEALTITE CONDUIT, BONDED UL 50' | CAMERON MEAS
UAG3 | 3-inch Liquitite Flex GROUNDED | CAMERON MEAS
UAG34 | 3/4" US SEALTITIE CONDUIT, BONDED UL 100' | CAMERON MEAS
UB121100D5751 | BATTERY 12V 110AH | ELLIOTT ELEC
UBC200 2-IN BOLT W/NUT | Job # 21109-10 Charge back to moms meals | ELLIOTT ELEC
UBOLT | UBOLT- 4 X 1/2 STOCK GALVANIZED POLYSHRINK COATED W/ ROD 4 HEX NUTS | ELLIOTT ELEC
U-BOLT | 1/2-13 X 4 U-BOLT W/NUTS | DRALCO SYST
UBOLT- 6 X 5/8 | STOCK GALVANIZED POLYSHRINK COATED W/ ROD 4 HEX NUTS | DEALERS
U-BOLTS | 6" U-Bolts, coated with I-Rod | CITY PIPE
UC01020000S14B/700-123010404060 | DREXEL BROOK INLINE WATER CUT METER WITH SPOOL PIECE, HART, XP, INTEGRAL, S14 SENSING ELEMENT, LIGHT OIL, 4" ID X 32" FACE TO FACE, 600# ANSI RFWN, CS MATERIAL 10-14 Week Lead Time | CITY PIPE
UC01020010-ZZZ-0 | ??? | AMETEK
UFRA_FPDA1A-3/4-1PH-XP | UNIT: CENT-FRANKLIN-FPDA1A-1HP-36-C1D1
UGRIS_L/3X2-13 DI/SS UNIT | Complete unit | ODESSA PUMPS
UIVCM UNIT | 385-0071-055-0B UIVCM ELECTRONIC UNIT | ODESSA PUMPS
UL LABELING | UL Labeling | HATFIELD AND
ULTIMATE PIPE | Ultimate pipe fabrication | SHERMCO SYST
ULTIMATE PIPE COST | Pipe cost from ultimate | ULTIMATE WEL
ULTIMATE SKID | Ultimate Skid Labor | ULTIMATE WEL
ULTIMATE SKID BASE | Skid base cost from ultimate | ULTIMATE WEL
ULTIMATE WELDING | welding for skid base | ULTIMATE WEL
ULTIMATE WELDING PIPE FAB | 6" x 4" Pipe Spool Fabrication. Medallion 22457-01 | ULTIMATE WEL
ULTIMATE WELDING SKID FAB | Skid Fabrication. Medallion 22457-01 | ULTIMATE WEL
ULTRASONIC METER | REF# 5720626 Ver. 2 Changed to SCH 80 and added CFA w/local display at no cost DANIEL, SENIOR SONIC GAS USM FLOW METER, 4 PATH, 6 INCH 34140605S01M10801111ANAA1111A2AC1DCNZZ USM341406 DANIEL, SENIOR SONIC GAS USM FLOW METER, 4 PATH, 6 INCH 06 Line Size: 6" 05 Pressure Rating: ANSI 600 / PN 100 S01 Flange type: RF/RF M1 Body and Flange Material: ASTM A352 Gr LCC Carbon Steel -50.8F to 302F (-46° C to 150° C) 080 Schedule: Schedule 80 1 Transducer Assembly: T200 (-50° C to + 125° C) - 17-4PH Stalk, NBR O-ring 1 Enclosure type\Input Power: Aluminum Polyurethane Coated Housing, Indoor/Outdoor, 10.4 to 36 VDC 1 Pressure Tap Options: Right ½” NPT – Left ½” NPT 1 Electrical Conduits: 3/4" NPT A Electronics mounting: Integral Mounted (Up to 60° C) N CPU / DISPLAY: I/O Type 4 (6 Freq./Dig. Out, 1 AO), with Display, with CFA Key A Expansion Module: None A Wireless: None 1 Tagging format: Inch/ANSI/US Customary 1 Tagging language: English 1 Pressure Directive Cert: None 1 Electrical approvals: U.L. / C-U.L.Approval A Metrology Approvals: None 2 Paint Coat: 2 coat A Paint Manufacturer: Standard (Daniel default for up to 212 F (100 C) C1 Hydro Test: Hydro Testing - 1 Hour Charted DC Dry Calibration: Standard (200 PSIG) N Flow/Wet Calibration: No Calibration Z Calibration Facility: Not applicable Z Factory Options: Standard product | ULTIMATE WEL
UMY505 | 1-1/2" MALE UNION | MICRO MOTION
UNF205 | 3/4" FEMALE UNION | ELLIOTT ELEC
UNI-CLEAR GUARD | UNI-CLEAR GUARD, Stuffing Box fits STX/STI 6&8 Frame Noble Job# 20080 | ELLIOTT ELEC
UNION | 3/4in 3000# F.S AAR Union, Domestic | STEALTH PUMP
UNION ADAPTER | ??? | MCCARTY EQUI
UNION- HAMMER 2 FIG 100 | (blank)
UNION- HEX THD 1 FS 3000# | UNION- HEX THD 1 FS 3000#
UNION- HEX THD 3/4 FS 3000# | UNION- HEX THD 3/4 FS 3000# | CITY PIPE
UNION NUT | ??? | CITY PIPE
UNIONS | 3/4" 3000# UNIONS | CITY PIPE
UNISTRUT | STRUT B22PG-10FT SOLID STRUT 1-5/8 X 1/5-8 | CITY PIPE
UNIVERSAL IV CUT MONITOR | ??? | SUMMIT
UNT 6672GRTNK | UNT 6672GRTNK 6X6X72 N3R SCR CVR GTTR NO KO POWDER COATED
UNY 205 | 3/4" UNION | SUMMIT
UNY105 | 1/2" male union | ELLIOTT ELEC
UNY205 | 3/4" MALE UNION | ELLIOTT ELEC
UNY405 | 1-1/4" LB FM7 COND BODY | ELLIOTT ELEC
UNY605 | CRSH UNY605 2 NPT FEM/MALE UNY UNION | ELLIOTT ELEC
UNY805 | 3" Male union | SUMMIT
UP&S BLEED RING | 3" 150# Bleed Ring. Lakewood 22619-01 & 02 | ELLIOTT ELEC
UP&S MERCER | 91-53H11P88L1 Mercer Relief Valve 2-H-3 (600RF x 150RF) Liquid Relief Valve Set @ 1200 PSIG. Endeavor 21616-01 | UP&S, INC
UPGRADE | Order# 1016237 5/19/2022 UNIT CURRENTLY UTILIZING AN 11.25 IMPELLER LEFT A NEW 10.875 IMPELLER ON LOCATION AS REQUESTED BY CUSTOMER DTL, FILLED JSA AND LOCKED OUT UNIT. DISASSEMBLED AND REMOVED OLD IMPELLER(10.375”) AND INSTALLED A NEW 11.25” IMPELLER ONTO UNIT. REINSTALLED AND BOLTED UP, ALIGNED UNIT AND PRIMED. TEST RAN UNIT AND MONITORED FOR ABOUT 30 MINS. NOT ISSUES MECHANICALLY, RATE HAS GONE UP FROM 580 TO ABOUT 630. CUSTOMER IS EXPECTING JUST A LITTLE MORE ON THE FLOW RATE. WE WAITED FOR A DECISION FROM THEIR ENGINEERS ON WHAT WAS THE NEXT MOVE. AFTER QUITE SOME TIME CUSTOMER JUST SAID TO CALL IT A DAY AND IF HE NEEDED ANY FURTHER ASSISTANCE FROM ME HE WOULD NOTIFY US. LEFT UNIT ON AUTO PER CUSTOMER. | UP&S, INC
UPGRADE FOR EASE OF SERVICE | Upgrade for Ease of Service: Back Pull Out Thrust Chamber with Cartridge Seal • Angular Contact, Ball Bearing, Oil Lubricated Thrust Chamber Rated for #4000 Thrust. • Single Cartridge Mechanical Seal for Crude Oil Service • Plan 11 Seal Flush with Stainless Tubing • 4in 150# RF Stainless Steel Intake | ZONE INDUST
UPRIGHT 240 X 42 X 3 | Upright 240 x 42 x 3 MCX-G 13 Ga Includes Delivery | DXP ENTERPRI
UPS | UPS N3R | SHOPPA'S
UPS DIN RAIL ASSEMBLIES | PX 1156404 SINGLE UPS 76AH | ELLIOTT ELEC
UPS FREIGHT LTL TO ZIP 79720 | (blank) | AWC, INC
UPS PANEL | ENCLOSED 30"X24"X10" UPS PANEL - LAID OUT PER CUSTOMER SUPPLIED DRAWINGS - QTY.2 UPSBAT TO BE MOUNTED ON ENCLOSURE BACK PANEL *OFFERING 36X30X12 AS PREVIOUS DESIGN** *PROJECT DURATION: DESIGN DRAWINGS: 1-2 BUSINESS DAYS A.R.O* **FABRICATION COMPLETE: 7-10 BUSINESS DAY LEAD AFTER APPROVAL OF DRAWINGS** | ADVANCED FLU
UPS RED SHIPPING | (blank) | SUMMIT
UPS SHIPPING | (blank) | SPECIALTY EQ
UPT TRANSMITTER | P8000002135 TRNSMTTR - UPT - XU - 1000 - STD - 03 | MCKINNEY
URETHANE | 2.0 Urethane, Dam, Primer | FMC TECHNOLO
UROPER_2AM03 | ROPER GEAR PUMP W/RV | BOYD'S AUTO
URR 7538 | SOCKET 2-3/8" 3/4 DRIVE URREA | ODESSA PUMPS
URR724 | WRENCH ADJUSTABLE 24" CHROME URREA | ACE SPECIALT
URREA TOOLS | Certify: 1/4", 3/8", 1/2" Drive Urrea Tools #1018122019 | ACE SPECIALT
US TRAY A62-09-HT12-12-G | US TRAY A62-09-HT12-12-G | JM TEST SYST
US TRAY A620A-09-SL20-12-G | US TRAY A620A-09-SL20-12-G 6"H ALUM LADDER, NEMA 20A, 9"R.S., 20'L, 12"W, GEOMET HDWR | SUMMIT
US TRAY A620C-09-SL20 | US TRAY A620C-09-SL20-06-G 6IN X 6IN X 20FT NEMA 20C TRAY EACH PIECE OF TRAY INCLUDES THE FOLLOWING ITEMS: 2 - SPS-A6-G4 SPICE PLATE 8 - F-RNS-38-34-G 3/8 X 3/4 RIBBED SCREW 8 - F-FNH-38-G 3/4 HEX NUT | SUMMIT
US TRAY AC-FFV-HT12-12-040 | US TRAY AC-FFV-HT12-12-040 COVER 12IN RADIUS, 12IN WIDTH | SUMMIT
US TRAY AC-FFV-SL12-12-040 | US TRAY AC-FFV-SL12-12-040 12FT X 12IN VENTILATED TRAY COVER 20-22 WORKING DAY LEAD TO SHIP FROM FACTORY | SUMMIT
US TRAY DS-A6-12 | US TRAY DS-A6-12 STRAIGHT DIVIDER 6IN X 12FT 20-22 WORKING DAY LEAD TO SHIP FROM FACTORY | SUMMIT
US TRAY HDH-A | US TRAY HDH-A HEAVY DUTY HOLD DOWN CLAMP | SUMMIT
US6J3I | US6J3I | SUMMIT
USB-RS-485 CONVERTER | USB-RS-485 CONVERTER | ELLIOTT ELEC
USI LID | LID WITH WINDOW INSTALLED FOR UPDATE SYSTES SMART STEP ACTUATOR | AWC, INC
USM METER | P8000002401 1 5,360.00 5,360.00 USD K2GEA003C00 Model Type Guardsman LSJ-H Series Guardsman GL Series Size/Type 4 Inch GL Series Pressure Class CLASS 150 Turbine Meters End Connections Carbon Steel RF Flanges Guardsman GL Series Internals Unidirectional Flow GL Series Pickups and Preamps 2 Coils and 2 PreAmps GL Series Testing/Linearity +/-0.15 W/ STRATE PLATE Compliance with Standards UL/CUL Listed Turbine Meter Specials None Post Weld Heat Treatment Not Required NACE NACE Not Required Stainless Steel Tags Stainless Steel Tags Not Reqd Flow Test Standard Flow Test Hydro Test Standard Hydro Test Paint Standard Painting Outside Inspection Not Required FIC4 FIC4 Not Required | HATFIELD AND
UT 4 FEED-THROUGH TERMINAL | UT 4 Feed-through terminal block, nom. voltage: 1000 V, nominal current: 32 A, connection method: Screw connection, number of connections: 2, cross section: 0.14 mm² - 6 mm², | FMC TECHNOLO
UT 4-L/HESILED 24 (5X20) | UT 4-L/HESILED 24 (5X20) Fuse modular terminal b | AWC, INC
UT 6-TMC M 5A THERMOMAGNETIC | UT 6-TMC M 5A Thermomagnetic circuit breaker 1-pos. for DIN rail mounting | AWC, INC
UTILITY KNIFE | Utility Knife | AWC, INC
UTILITY PANEL MATERIAL | All utility panel material on Quote #310202004 | ELLIOTT ELEC
UTILITY TRAILER | 20' 8-hole utility trailer | TEINERT META
UVP4NSS | 1/4" MUD DAUBER VENT PROTECTOR, 316SS | TRAILERS PLU
UW 8" XH STRAINERS | Welding Labor for 8" 150# XH Strainers EVX 21168-01 | SPECIALTY EQ
UW BOOSTER SKID | FABRICATE BOOSTER SKIDS MEDALLION 20646 | ULTIMATE WEL
UW ELECTRIC RACK | One 7' x 10' special build on skid with canopy roof. Marathon Chupacabra 24555-01 | ULTIMATE WEL
UW LABOR | Labor to fabricate 16" Pontoon Sump | ULTIMATE WEL
UW LACT PIPE SPOOLS | Welding cost for all LACT pipe spools Marathon Mean Green 21895-01 | ULTIMATE WEL
UW LACT PIPE SPOOLS MBW | Welding cost for all LACT pipe spools Marathon Boll Weevil 21896-01 | ULTIMATE WEL
UW LACT SKID FAB | Welding cost for LACT Skid 8' x 31'-6" Marathon Mean Green 21895-01 | ULTIMATE WEL
UW LACT SKID FAB MBW | Welding cost for LACT Skid 8' x 31'-6" Marathon Boll Weevil 21896-01 | ULTIMATE WEL
UW METER SKID FAB | Welding cost for LACT Skid 8' x 18' Marathon Sand Dune 21839-01 | ULTIMATE WEL
UW PANEL RACK W/ CANOPY | Panel Rack w/ Canopy Labor | ULTIMATE WEL
UW PIPE | 4" x 3" 150# Pipe Spools & (1) 4" 150# Strainer. All XH Schedule 80. Validus Energy 22258-01 = Kowalik 1 22259-01 = Love 1 22260-01 = Dougherty 1 22261-01 = Alvin NK 1 | ULTIMATE WEL
UW PIPE 6" X 3" | 6" x 3" 150# Pipe Spool Fabrication. Marathon 23991-01, 23992-01 & 23993-01 | ULTIMATE WEL
UW PIPE FAB | Fabricate 4" x 3" Pipe Spools. Medallion 22027-01 thru 22041-01 | ULTIMATE WEL
UW PIPE FAB LABOR | (blank) | ULTIMATE WEL
UW PIPE FAB* | Fabricate 4" x 3" Pipe Spools. Medallion 22027-01 thru 22041-01 | ULTIMATE WEL
UW PIPE FABRICATION | Labor for LACT & booster pipe spools. Endeavor 21398-01 | ULTIMATE WEL
UW PIPE LABOR | Fab Pipe Spool. Pioneer 23285-01 thru 23285-22 | ULTIMATE WEL
UW PIPE SPOOL FAB | All Pipe Spool Fabrication for 10” 150# x 6” 150# w/ 4” 150# meters dual run with 10” discharge Marathon 21443-01 | ULTIMATE WEL
UW PIPE SPOOLS | Fabricate 4" 150# LACT Pipe Spools. Pioneer 21460-01 - 13 | ULTIMATE WEL
UW PIPE SPOOLS & SKID | Welding Labor for all Pipe Spools & Skid Fabrication EVX 21168-01 | ULTIMATE WEL
UW PIPE SPOOLS 61 | All Pipe Spools including two (2) 3" 150# Strainers. EVX 21861-01 | ULTIMATE WEL
UW PIPE WELD | (blank) | ULTIMATE WEL
UW PUMP SKID FAB | Welding cost for Pump Skid 6' x 12' Marathon Sand Dune 21839-01 | ULTIMATE WEL
UW PUMP SKID FAB MBW | Welding cost for Pump Skid 6' x 12' Marathon Boll Weevil 21896-01 | ULTIMATE WEL
UW RACK & CANOPY | Fab 8' x 7' Electrical Rack & Canopy. Pioneer 23285-01 thru 23285-22 | ULTIMATE WEL
UW SAND FILER SKID | FABRICATE SAND FILTER SKIDS MEDALLION 20646 | ULTIMATE WEL
UW SEAL POT | Labor to Fabricate Centrifugal Pump Seal Pot. ENDEAVOR | ULTIMATE WEL
UW SKID | 6' x 12' Skid Fabrication Validus Energy 22354-01 & 22355-01 | ULTIMATE WEL
UW SKID 11' X 36' | 11' x 41' Skid Fabrication & Pipe Supports. Marathon 23991-01, 23992-01 & 23993-01 | ULTIMATE WEL
UW SKID FAB | Fabricate 7' x 21' LACT Skid. Medallion 22027-01 thru 22041-01 | ULTIMATE WEL
UW SKID FAB 61 | Fabricate 6' x 14' Skid w/ Flat Plate Floor & 2" Containment. EVX 21861-01 | ULTIMATE WEL
UW SKID FAB LABOR | Skid Labor 42' & Pipe Supports + 6' X 12' | ULTIMATE WEL
UW SKID FAB* | Fabricate 7' x 21' LACT Skid. Medallion 22027-01 thru 22041-01 | ULTIMATE WEL
UW SKID FABRICATION | Labor for booster skid fabrication. Endeavor 21398-01 | ULTIMATE WEL
UW SKID LABOR | Fab Skid Pioneer 23285-01 thru 23285-22 | ULTIMATE WEL
UW SKID WELD | (blank) | ULTIMATE WEL
UW STRAINER | (blank) | ULTIMATE WEL
UW STRAINER FAB | Fabricate Four XH 6" 150# Strainers. EVX 22276-01 | ULTIMATE WEL
UW STRAINER FAB XH | Fabricate XH 4" 150# strainers. EVX 22194-01 | ULTIMATE WEL
UW SUPPORTS | Labor to Fabricate T-Supports | ULTIMATE WEL
UW T- SUPPORTS | All T-Supports for LACT & Pump Skid. Endeavor 21699-01 & 21700-01 | ULTIMATE WEL
UW T-SUPPORTS | T-Support Fabrication. Stakeholder 22007-01 | ULTIMATE WEL
UW WELD LABOR | (blank) | ULTIMATE WEL
UW WELD PIPE | (blank) | ULTIMATE WEL
UW WELD SKID | (blank) | ULTIMATE WEL
UW WELD SUPPLIES | All materials on Quote #ODE99492 | ULTIMATE WEL
UW WELDING LABOR | WELDING LABOR 300' 6", 3", 2" & 1" PIPE | INDUSTRIAL
UWEG_M20012ET3GRB447T-W22 | MOTOR:200HP 1200RPM 460V 445/7T W/ODE IB | ULTIMATE WEL
V0469 | Reducing adaptors 2x1 V0469 | ODESSA PUMPS
V1090 | 2" 2K SS BV | C&J EQUIPMEN
V-1960 - 30" OD X 78" | V-1960 - 30" OD x 78" S/S based on the SCS provided Drawings, and attached C&J Scope of Work Rev.A | VANZANDT CON
V2-WCB 1" JHAWK BALL VALVE | (blank) | LEGACY FLOW
V2-WCB 1" JHAWK THD BALL VALVE | (blank) | EADS DISTRIB
V2-WCB 3/4" JHAWK BALL VALVE | (blank) | MCBRIDE
V6 FLOW SWITCH | V6EPS-S-S-2-0-AT V6 FLOW SWITCH: ALL STAINLESS BODIES (UPPER & LOWER), SPDT SWITCH, UNIVERSAL VANE, NO TEE, ATEX APPROVAL. NOT IN STOCK. 6 WORKING DAY LEAD TIME TO SHIP. XTO Job# 19767-01 thru 19767-06 | JET SPECIALT
V6EPS-S-S-2-0 | DWYER MINI-SIZE FLOW SWITCH STAINLESS STEEL SPDT 3/4" NPT NO TEE WITH FIELD TRIMMABLE VANE | JET SPECIALT
V6EPS-S-S-3-S | DWYER FLOWTEC MINI SIZE 474.72 1424.16 FLOW SWITCH 1'' NPT , SS, SPDT | JET SPECIALT
V6EPS-S-S-6-0 | Dwyer V6EPS-S-S-6-0 Flow Switch | DWYER CONTRO
VAC TRUCK - HOURLY | Id fw to crew flush down line, 9.5 hours, Ticket #T1407314 | BUTLER & LAN
VACUUM EXTRACTOR | ??? | BUTLER & LAN
VAETRIX DCR-5K-I-05-BT-2RTD | Vaetrix DCR-5k-i-05-bt-2rtd DEMO0126, Sales-Lost/Damage Rental Equip | DWYER CONTRO
VAETRIX JMT-RTD-600 DEMO0223 | SVaetrix JMT-RTD-600 DEMO0223, Sales-Lost/Damage Rental Equip | PATE TRUCKIN
VALVCON ACTUATOR | LADCWX3000/VSI4B&C VALVCON LADCWX SERIES 3000 IN.LB ELECTRIC FAIL SAFE ACTUATOR W/ 4-20 MA OR 0-10VDC POSITION FEEDBACK, LITHIUM ION BATTERY BACK UP, 2 AUXILIARY LIMIT SWITCHES, NEMA 4/4X/7 & 9, UNIVERSAL POWER, HOLDING BRAKE, HEATER /THERMOSTAT, HANDWHEEL OVERRIDE, VISUAL INDICATOR, MOUNTING BRACKET & COUPLER TO FIT CUSTOMER OWNED 4” CL150 VSI 3-WAY BALL VALVE Pioneer Job# 21460-18, 19, 20, 21, 22 & 21802-02
VALVCON LADCWX | LADCWX3000/2B&C VALVCON LADCWX SERIES 3000 IN.LB ELECTRIC FAIL SAFE ACTUATOR W/ 4-20 MA OR 0-10VDC POSITION FEEDBACK, LITHIUM ION BATTERY BACK UP, 2 AUXILIARY LIMIT SWITCHES, NEMA 4/4X/7 & 9, UNIVERSAL POWER, HOLDING BRAKE, HEATER /THERMOSTAT, HANDWHEEL OVERRIDE, VISUAL INDICATOR, MOUNTING BRACKET & COUPLER TO FIT CUSTOMER OWNED | JM TEST SYST
VALVCON LADCWX3000UL3ZUP | VALVCON LADCWX3000UL3ZUP - VALVCON LADCWX3000UL3Z UP Q30268 Model: LADCWX3000UL3Z-UP, Series: LADC, NEMA Rating: FM Explosion Proof (NEMA 4/4X/7&9), Torque: 3000 in/lb, 250 ft/lb, Universal position board w/battery Back Up, Volt: Universal power, Cont Duty Cycle Holding brake, 2 AUX LS, Handwheel Override. With 4 BALL BRACKET CUSTOM - 4" Bracket | JM TEST SYST
VALVCON PANASONIC BATTERY | Valvcon Panasonic Battery P/N: VC002509 Battery Backup ADC Series Electric Actuator Battery 1000-3000 ADC Series | VANZANDT CON
VALVE | 12""150# F316 DEVLON/ FKM GLT /GRAPH/NACE/RF FP FS GO 3PC, WARREN TRN 6156-T36DLRG" | VANZANDT CON
VALVE AUTOMATION MILEAGE CHARGE | (blank) | VANZANDT CON
VALVE BUTTERFLY | ??? | VANZANDT CON
VALVE BUTTERFLY ABZ NSF 402 | VALVE ASSEMBLY Valve Butterfly ABZ NSF 402 Series 6.0 Inch 100 Trim Cl 150 Lug WCB Body 316 SS Disc 17-4 SS Stem RTFE Seat PTFE Packing AUTOMATION ASSEMBLY LIMITORQUE QX-3-B4 ELECTRIC ACTUATOR, 460/3/60, B4 BASE, MODULATING (4-20ma INPUT) CONTROLS, LCD SCREEN, OA OPTION BOARD, UPS (24VDC CONTROL), APT (4-20ma OUTPUT) FEEDBACK, XP ENCLOSURE, B/K TORQUE BUSHING, INCLUDES MOUNTING AND ADAPTION, FACTORY NEW FAIL IN PLACE ON LOSS OF MAIN POWER SUPPLY OPERATING TIME: 8-30 SECONDS (ADJUSTABLE) | SMP SUPPLY
VALVE- CHECK SWING 4 600# | VALVE- CHECK SWING 4 600# RF WCC BODY SS DISC BUNA SEALS NACE API 6D WHEATLEY 510-045144-121 | VANZANDT CON
VALVE- CHECK SWING WAFER | VALVE- CHECK SWING WAFER 2 150# RF RP CS BODY 316SS DISC CS SEAT NACE TRIM THIN PATTERN BALON 2T-150
VALVE HANDLE | Handle 3-4" Bore, P4127DI
VALVE HANDLES | LEVER FOR A 2" 150# , 300#, AND 600# CAMERON T31 BALL VALVE (25- 1/2" LONG) | MCCARTY EQUI
VALVE REPAIR | to Repair Valves for Whitewater Midstream Job# 21634-02 | MIDSTREAM VA
VALVE REPLACEMENT KIT | sk09-87-02 | L6 INC
VALVE RESET FEE | Valve Reset Fee, Set @275 psi | AIR-CON INC
VALVE VENTS | 1/4" Breather Vent Schrader Bellows | SLATER CONTR
VALVE, BALL, FLOATING, 1 IN | VALVE, BALL, FLOATING, 1 IN (25 MM) X 1 IN (25 MM), B138‐CS2‐43‐S2 FIGURE NUMBER, THREADED END (FXF), WKM, 310C5, 3000 PSI (206 BAR) MOP, 2719 PSI (187 BAR) MOP AT MAX TEMP, CARBON STEEL BODY, CF8M/316 SS BALL, TYPE 630 SS STEM, ACETAL PLASTIC SEAT, WRENCH WITH LOCK DEVICE LESSLOCK, API 607, B16.34, ‐20 F (‐29 C) ‐ +220 F (+104 C), ADJUSTABLE STEM PACKING | SPECIALTY EQ
VALVE: 8" ANSI 150# FRANKLIN | VALVE: 8" ANSI 150# Franklin DuraSeal Valve, Fig.#D711. Viton GF Slip Seals and Trim, A216 WCB Body with Chrome ID, A216 WCB Plug with ENP, A350 LF2 Bonnet and Lower Plate, A536 DI Slips, Raised Face Flanged End, 301 Gear Operator, and DTR Assembly. ACTUATOR: ROTORK IQ-12 ELECTRIC ACTUATOR 43 RPM, 480v/3/60, B&K TORQUE NUT, 24VDC CONTROLS, ADAPTION WD: 100B000 / APROX OPERATING TIME: 30 SECONDS To include DTR Marathon Zurich Sta. 24880-01 | CITY PIPE
VALVES | T23 - CS -FFG - A - 020 Flo-Tite Fusion Series, Full Port, 2 Piece, 2000 WOG, CS Body, SS Trim, NPT Ends, TFM Seats and Stem Seals, Graphite Body Seals, Flo-Tite Pro-Torque Series ELO-NA4K0-310 LBF-IN 120VAC, On/Off Control, 25% Duty Cycle, 9 Sec. 90 Degree @ 60 Hz, 2 SPDT Aux Switches | CITY PIPE
VAN ZANT DIVERT | 4” 150# TRIAC 31C-F1-0400-XXX-T 4" SERIES 31 3-Way, direct mount, full port ball valve with carbon steel body, CL150# flanged ends, reinforced TFE seats (RTFE) and T-Port 3-Way arrangement mounted to a VALVCON LADCWX SERIES 3000 IN.LB electric fail safe actuator w/ 4-20 MA or 0-10VDC position feed-back, SLA battery back up, 2 auxiliary limit switches, NEMA 4/4X/7 & 9, universal power, holding brake, heater/thermostat, handwheel override, visual indicator, mounting bracket & coupler fully assembled & tested. | MIDSTREAM VA
VANZANDT | 3" FLOTITE SENTINEL SERIES BV FLANGED CLASS 150# 316SSBODY DUPLEX SS ASTM A182 F51 BALL W/STELLITE 12 TREATMENT DUPLEX 2205 FORGED STEM STANDARD METAL TRIM SHUT OFF CLASS IV-V TFM PACKING TEFLON ENCLOSED SILCON O-RINGBARE STEM W/316SS NITRIDE BEARING W/ COUPLER MOD FOR VALVCON LADCWX3000 FURNISHED BY SCS. Lakewood 22619-01 & 02 | MIDSTREAM VA
VANZANDT CONTROL VALVE | WTV2INCL150B02F01FF/ADCWX600 WTV 2” CL150 RF FULL PORT BALL VALVE, A216WCB BODY, 316SS BALL, NACE, PTFE SEAT MOUNTED TO A VALVCON ADC SERIES 600 IN.LB ELECTRIC ACTUATOR W/ 4-20 MA, 0-10 VDC POSITION FEEDBACK, UNIVERSAL POWER, BATTERY BACK UP, NEMA 4/4X/7&9, HEATER/THERMOSTAT, HANDWHEEL OVER- RIDE, VISUAL INDICATOR, MOUNTING BRACKET & COUPLER FULLY ASSEMBLED AND TESTED. Vermilion 21451-01 & 02 | SLATER CONTR
VAPOR ELIMINATOR | AR3-1030-3 W/ PWHT Horizontal Vapor Eliminator with PWHT | VANZANDT CON
VAPORTITE 5849 | Vaportite | VANZANDT CON
VARIABLE SPEED CONTROLLER | Variable Speed Controller Yaskawa P1000 VFD: DXQ1C3B362 in NEMA 3R Enclosure, 3Ph/ 60Hz / 460V. RATED FOR 362 FLA. Verdun Oil 20686-02 | VANZANDT CON
V-BALL W/ PNEUMATIC | VSF10300SXX/PT400FO AT V SERIES SEGMENTED V-PORT CONTROL VALVE, 3” CL150 RF FLANGED, 1 PIECE CF8M BODY DESIGN, 50-50 STFE SEAT, G-PTFE PACKING MOUNTED TO AN AIRTORQUE PT400 PNEUMATIC SPRING RETURN RACK & PINION FAIL OPEN ACTUATOR SIZED AT 80 PSI SUPPLY COMPLETE WITH SOLDO LIMIT SWITCH, VERSA 24 VDC SOLENOID VALVE, FAIRCHILD COALESCING FILTER / REGULATOR, WINTERS PRESSURE GAUGE, DIRT EXCLUDERS, SPEED CONTROLS, MOUNTING BRACKET AND COUPLER FULLY ASSEMBLED AND TESTED | FMC TECHNOLO
VC002509 | Valvcon Panasonic Battery P/N: VC002509 Battery Backup ADC Series Electric Actuator Battery 1000-3000 ADC Series | ELLIOTT ELEC
VC009096 SHAFT KIT | VC009096 Shaft Kit 3000 Series ADC Actuator | DXP ENTERPRI
VC01020000256B/700-1202-042 | Drexelbrook Water Cut Monitor Universal V, HART Protocols, FM/ FMc XP Approvals, 3/4" NPT Electrical Connection, Integral Configuration, Without Dual Seal Option Sensing Element / Probe: 700-1202-042: 316SS & PEEK / Pipe <8" 1000PSI @ 250°F, 316/316L SS Wetted Parts, 3/4" NPT Mounting, 25.5" Insertion Length, 3.5" Cote Shield Length | VANZANDT CON
VC01020010R09B | Universal V Water Cut Monitor Housing Hart Protocols, FM/FMc XP Approvals, 3/4" NPT Electrical Connection without external ground lug, Remote Configuration, Retrofit Remote All Sensors, Light Oil *** Shop Note - Omit Electronics *** | VANZANDT CON
VCK00003 | Control Board, ADC Universal UP Actuator, Include Potentiometer. Item Specifications. Type. Actuator Part Mfg p/n: VCK00003 | HATFIELD AND
VCK00009 | Power supply board | AMETEK
VCK00019 | Main Board, VCK00019, Valvcon, Replacement main board for LADCWX1000-3000 | VANZANDT CON
VERSA-1 | LOW CLEARANCE POWER HEAD | VANZANDT CON
VERSA1-014 | VERSA-1, 7/8" RATCHET LINK BLANK #2 | VANZANDT CON
VERSA1-101 | VERSA-1 1-1/16" RATCHET LINK BLANK# 3 | HYTORC
VERSA1-104 | VERSA-1 1-1/4" RATCHET LINK BLANK# 5 | HYTORC
VERSA1-107 | VERSA-1 1-7/16" RATCHET LINK BLANK#7 | HYTORC
VERSATROL POPPET ASSEMBLY | HG12 versatrol poppet assembly | HYTORC
VERSAVALVE 0-150PSI | E3SM - 3301- 46 - 316 -XPS - D024 Versavalve, High Flow Direct Acting 0-150 PSI, 0.11 to 0.6 Flow Range, 1/4“ NPT Port Size NPT, Side Ported, Normally Closed, 1/16” Bottom Orifice, 3/32 Top Orifice, 0.85 1.8 Nominal Power, FKM Seals, 3 Way, | HYTORC
VERTICAL BASKET STRAINER | ??? | GARDNER DENV
VESSEL | ??? | SLATER CONTR
VESSEL CERTIFICATION | RE-HYDRO TEST ON 03/07/2023 VESSEL SERIAL NUMBERS: 404-411 NEW CALCULATIONS REPLACEMENT NAMEPLATES
VESSELS SHIPMENT | (blank)
VESSLE | 30" OD x 70" Sm/Sm x 215 psig vertical suction scrubber, carbon steel construction, with modified blind flange closure with davit per your project specifications with PWHT. | CEBALLOS FAB
VFD | 250 hp / 10 hp cooler /5hp VFD 72" high x 60" wide x 18" deep Floor mount Type 3R Powder Coated Steel with drip shield , Fan and Filters with Rain hoods for cooling/ T stat. Main breaker with through the door operator, (1) Schneider ATV630 Constant Torque VFD Compressor , (1) ATV320 Variable TorqueVFD Cooler , VFD keypads in door with cover. Condensate Pump Starter , 120v Control transformer with primary and secondary fusing, Lightning arrestor . Terminal strip for field connections. Laminated schematics, UL508 Labeled, Fusing for VFDs , 24VDC Power Supply , MTE Matrix Harmonic Filter included. 480v 3 phase. XTO Job# 21416, 21417, 21466 and 21467 | STREAM LOGIS
VFD 150 HP | ??? | KMI FAB
VFD 15HP | 250 hp /15 hp cooler VFD 72" high x 60" wide x 18" deep Floor mount Type 3R Powder Coated Steel with drip shield , Fan and Filters with Rain hoods for cooling/ T stat. Main breaker with through the door operator, (1) Schneider ATV630 Constant Torque VFD Compressor , (1) ATV320 Variable Torque VFD Cooler , VFD keypads in door with cover. Condensate Pump Starter , 120v Control transformer with primary and secondary fusing, Lightning arrestor . Terminal strip for field connections. Laminated schematics, UL508 Labeled, Fusing for VFDs , 24VDC Power Supply , MTE Matrix Harmonic Filter included. 480v 3 phase. Battalion Job# 21418 | DK CONTROLS
VFD 22524-03 | VFD 22524-03
VFD 40HP | VFD4040-CT-630-NS-2W (KM+) 40HP 480V CONSTANT TORQUE VFD CABINET, NO SHUTDOWNS, 2W. Stakeholder 23623-01 & 23624-01 | DK CONTROLS
VFD 60HP | ??? | DYKMAN ELEC
VFD 75 HP | ??? | DK CONTROLS
VFD CABLE | 4/0-03VFDCTS
VFD DRIVE | Yaskawa 50 HP HD VFD PACKAGE
VFD PANEL | VFD Panel | SUMMIT
VFD-2/3-XLP-PVC 600V | WIRE VFD-2/3-XLP-PVC 600V CCA VFD MCHL M1/E2 3X#10 BARE GROUNDS | DYKMAN ELEC
VFD4050-VT-630-NS-2W | (KM) 50HP VFD 460V VARIABLE TORQUE, ATV630, NO SHUTDOWNS | SHERMCO SYST
VFD4050-VT-NS-SIEMENS | 50 hp VFD cabinet with: Wallmount Type 3R Enclosure 47" High x 27" Wide " x 14" Deep, Main breaker with through the door operator, Siemens G120X Variable Torque, Lightning arrestor,Fan and filters for cooling, Control transformer fused primary and secondary, HOA in Door, VFD Keypad in door with cover, Laminated schematics, UL508, 24 hours phone support. | SUMMIT
VFD4060-CT-630-NS-2W | ??? | DK CONTROLS
VFD4125-VT-NS-2W | 125HP VFD 460V 3PH, NEMA 3R WALL MOUNT ENCLOSURE 65x36x16 , MAIN CIRCUIT BREAKER DISCONNECT WITH PAD LOCKABLE THROUGH THE DOOR OPERATOR, SCHNEIDER VARIABLE TORQUE ATV630 VFD, CONTROL POWER TRANSFORMER WITH PRIMARY AND SECONDARY PROTECTION, HOA SWITCH, LIGHTNING ARRESTOR, FAULT RESET PUSHBUTTON, TERMINAL STRIP FOR FIELD CONNECTIONS, DRY CONTACT FOR CUSTOMER USE, KEYPAD DOOR MOUNTED WITH WEATHER COVER, 24/7 PHONE SUPPORT UL 508 LABEL, LAMINATED SCHEMATICS. Pioneer 22429-01 & 23780-01 | DK CONTROLS
VFD4400-CT-930-XTO-SPL | 72X72X24 NEMA 3R FREE-STANDING ENCLOSURE
VGG-4522-316-ME-XX-D024 | Four Way Valve | DK CONTROLS
VH01-A1SN3 | McCrometer Wafer style Vcones 1” VH01-A1SN3 | DK CONTROLS
VIBRATING FORK | Vibrating Fork Liquid Level Switch / -40...302 DEG F (-40...150 DEG C) 2120D2DV1E5YE0037 | WILSON CO
VIBRATING FORK LEVEL SWITCH | Vibrating Fork Liquid Level Switch / -40...302 DEG F (-40...150 DEG C) 2120D2DV1E5YE0037 | EADS DISTRIB
VIBRATING FORK SWITCH | Vibrating Fork Liquid Level Switch / -40...302 DEG F (-40...150 DEG C) 2120D2DV1E5YE0100 | ROSEMOUNT, I
VIKING 4-1920-5883-516 | Pump: 4-1920-5883-516 AL893 (CW) - STEEL EXTERIOR - HI TEMP RELIEF VALVE ON CASING - 3" 300# RAISED FACE OPPOSITE FLANGED PORTS - DUCTILE IRON ROTOR - RYTON IDLER - CARBON BUSHED - (875) PTFE ENCAP. O-RING GASKETS (CASING & HEAD PILOTS) - (872) PTFE O-RING GASKETS (RELIEF VALVE MOUNTING) - 806 GASKETS - MAGNETICALLY DRIVEN (MD-B HSC) Mag Drive: 6-82-812-81-0037 DRIVE EQUIPMENT FOR MD-B40 (HSC) COUPLING WITH NEODYMIUM-IRON BORON MAGNETS DIRECTLY CONNECTED TO C-FACE MOTOR - 1-3/8" DIAMETER SHAFT - HIGH PRESSURE CANISTER - BRACKET DRILLED FOR 1/2 NPT TEMPERATURE MONITOR & PLUGGED – Motor: 00718XT3E213TC 1800 7.50HP 3/60/208-230/460 | ROSEMOUNT, I
VIKING AL893 | Carbon steel pump, mag-drive coupling/bracket with 7hp, 1,800rpm XP 230/460V electric motor 84 gpm at 50 psig differential pressure This pump is designed to withstand the 700 psi of inlet pressure of this application. | ROSEMOUNT, I
VIKING BARE PUMP MODEL GB-41445 | Viking bare pump model GB-41445 ductile iron spur gear pump with a single component mechanical seal with carbon/silicon carbide faces and FKM elastomers, no internal relief valve. CW | VIKING PUMP
VIKING GB-41430 | Viking Model GB-41430 ductile iron rebuildable external gear pump, with hardened DLC coated internal parts for maximum wear resistance. Pump is equipped with a single component Type 2 mechanical seal with carbon/silicon carbide faces and FKM elastomers, no internal relief valve, and 2"SAE Ports with weldneck flanges included. Pump is designed for 200psi maximum inlet pressure. Pump is driven by a 40hp, 1,770 rpm, inverter duty Class 1, Div 2, Group D electric motor (230/460V/3ph/60Hz). Pump and motor will be mounted on a painted steel baseplate, spacer coupling and non-sparking coupling guard included. Clockwise Rotation. Stakeholder 23623-01 & 23624-01 | VIKING PUMP
VIKING GB-41430 PUMP | Viking Model GB-41430 ductile iron rebuildable external gear pump, with hardened DLC coated internal parts for maximum wear resistance. Pump is equipped with a single component Type 2 mechanical seal with carbon/silicon carbide faces and FKM elastomers, no internal relief valve, and 2"SAE Ports with no weld neck adapters included. Pump is designed for 200psi maximum inlet pressure. CW Pump Rotation LM G-1430-65J9-201 Pump Model GB41430R0O. Medallion 23962-01, 23963-01, 23964-01. | VIKING PUMP
VIKING GB-41430 REBUILD KIT | 3-464-GB41430-FULL-1. Medallion 23962-01, 23963-01, 23964-01. | VIKING PUMP
VIKING GB-41430 SEAL KIT | 3-464-LACT-K496. Medallion 23962-01, 23963-01, 23964-01. | VIKING PUMP
VIKING GB41440 REBUILD KIT | Viking GB41440 Pump Rebuild Kit | VIKING PUMP
VIKING GB41445 | Viking Pump model GB-41445 ductile iron spur gear pump with a single component mechanical seal with carbon/silicon carbide faces and FKM elastomers, no internal relief valve, and 3" SAE J518 Code 61 ports | VIKING PUMP
VIKING GB-41445 | Viking Pump model GB-41445 ductile iron spur gear pump with a single component mechanical seal with carbon/silicon carbide faces and FKM elastomers, no internal relief valve, and 3" SAE J518 Code 61 ports with SAE to weld neck flange adapters included. Pump is driven by a 100hp, 1,775 rpm, inverter duty Class 1, Div 2, Group D electric motor (230/460V/3ph/60Hz). Pump and motor will be mounted on a painted steel baseplate , spacer coupling and non-sparking coupling guard included. Reference the technical data packet for flow, pressure, and NPSHr details. Pump is designed for 200psi maximum inlet pressure. CW pump rotation. | VIKING PUMP
VIKING GB-425052 | Viking Model GB-425052 ductile iron rebuildable external gear pump, with hardened DLC coated internal parts for maximum wear resistance. Pump is equipped with a single component Type 2 mechanical seal with carbon/silicon carbide faces and FKM elastomers, no internal relief valve, and 6"SAE Ports with 6 Inch 3000 Series Square weld neck flange adapters included. Pump is designed for 200psi maximum inlet pressure. CW rotation. | VIKING PUMP
VIKING GG475 | Viking GG475 Gear pump with ½ HP 1800RPM 1/60/115/230 56C EXP Motor mounted on a steel base. Pump: 4-1062-1832-008. Drive: 6-10-752-10-0053. Motor: 2-547-035-999-00. | VIKING PUMP
VIKING GL-40782 | Pump: GL-0782-5839-003 (CW pump rotation- M-Drive (Motor Mount): 6-10-755-51-0004 Motor: 00312XT3E213TC Marathon 21194-01 | VIKING PUMP
VIKING GP41013G0O | GB-41013-R0O is the current replacement G-1013-78J9-101-NPT with 6-13L-765-51-0001 footed bracket | VIKING PUMP
VIKING GP41415 | ??? | VIKING PUMP
VIKING GP-41415 PUMP | ???
VIKING GP41415G0O | GB-41415-R0O is the current replacement G-1415-65J9-101
VIKING GP-41430 | ??? | VIKING PUMP
VIKING GPV 0716-113 | Viking GPV 0716-113 External Spur Gear Pump, 1" NPT Ports (Head Side), 2-472-015 FKM Mechanical Seal, FKM O-Ring, Gaskets, Needle Bearings, Common Suction & Common Discharge (GP40716G0O) ***Allow 6-7 weeks ARO
VIKING GPV-0716-113 | L-0716-1839-009-R | VIKING PUMP
VIKING MODEL GB-41005 | Viking Model GB-41005 Ductile Iron external gear pump, with hardened DLC coated parts for maximum wear resistance. Pump is equipped with a Type 1 Mechanical Seal with Carbon/Silicon Carbide faces and FKM elastomers, no internal relief valve, and 2" SAE J518 Code 61 Ports with SAE to Weld Neck adapters included Pump is driven by a 7.5hp, 1765 rpm, inverter duty Class 1 Div 2 Group D electric motor (230/460V/3ph,60Hz). GB-410 M-Drive for 213-5TC 7.5/10HP. Includes coupling assembly and housing to mount Pump to C-Faced, Foot mounted motor. Multi-section pumps include support bracket for front of pump. Reference the technical data packet for flow, pressure, and NPSHr details. Please specify pump rotation at time of order. | VIKING PUMP
VIKING MODEL GB-41430 | Viking Model GB-41430 ductile iron rebuildable external gear pump, with hardened DLC coated internal parts for maximum wear resistance. Pump is equipped with a single component Type 2 mechanical seal with carbon/silicon carbide faces and FKM elastomers, no internal relief valve, and 2"SAE Ports with weldneck flanges included. Pump is designed for 200psi maximum inlet pressure. | VIKING PUMP
VIKING MODEL GB-41440 | Viking Model GB-41440 ductile iron rebuildable external gear pump, with hardened DLC coated internal parts for maximum wear resistance. Pump is equipped with a single component Type 2 mechanical seal with carbon/silicon carbide faces and FKM elastomers, no internal relief valve, and 3"SAE Ports with weldneck flanges included. Pump is designed for 200psi maximum inlet pressure. Pump is driven by a 60hp, 1,775 rpm, inverter duty Class 1, Div 2, electric motor (230/460V/3ph/60Hz). Pump and motor will be mounted on a painted steel baseplate, spacer coupling and non-sparking coupling guard included. | VIKING PUMP
VIKING MODEL GB-41440 CCW | Viking Model GB-41440 ductile iron rebuildable external gear pump, with hardened DLC coated internal parts for maximum wear resistance. Pump is equipped with a single component Type 2 mechanical seal with carbon/silicon carbide faces and FKM elastomers, no internal relief valve, and 3"SAE Ports with no weld neck adapters included. Pump is designed for 200psi maximum inlet pressure. ***CCW Pump Rotation LM G-1440-65J9-202 Pump Model GB41440R1O | VIKING PUMP
VIKING MODEL GB-41440 CW | Viking Model GB-41440 ductile iron rebuildable external gear pump, with hardened DLC coated internal parts for maximum wear resistance. Pump is equipped with a single component Type 2 mechanical seal with carbon/silicon carbide faces and FKM elastomers, no internal relief valve, and 3"SAE Ports with no weld neck adapters included. Pump is designed for 200psi maximum inlet pressure. ***CW Pump Rotation LM G-1440-65J9-201 Pump Model GB41440R0O | VIKING PUMP
VIKING MODEL GP-425051 | Viking model GP-425051 with 200 hp, 1,190 rpm C1D2 electric motor: This unit will provide approximately 456 BPH at 700 psig differential pressure at the motor speed of 1,190 rpm. | VIKING PUMP
VIKING PUMP | Viking Pump model GB-41445 ductile iron spur gear pump with a single component mechanical seal with carbon/silicon carbide faces and FKM elastomers, no internal relief valve, and 3" SAE J518 Code 61 ports with SAE to weld neck flange adapters included. Pump is driven by a 100hp, 1,775 rpm, inverter duty Class 1, Div 2, Group D electric motor (230/460V/3ph/60Hz). Pump and motor will be mounted on a painted steel baseplate , spacer coupling and non-sparking coupling guard included. Reference the technical data packet for flow, pressure, and NPSHr details. Pump is designed for 200psi maximum inlet pressure Clockwise rotation. | VIKING PUMP
VIKING PUMP 425073 | Viking model GP-425073 Ductile Iron spur gear pump with a Champion 655 single cartridge mechanical seal with tungsten carbide vs. antimony filled carbon and FKM elastomers, no internal relief valve, and 6” weld neck port adapters. Pump is driven by a 500hp, 1,190 rpm, inverter duty Class 1, Div 2, Group D electric motor (230/460V/3ph/60Hz). Pump and motor will be mounted on a painted structural steel baseplate with spacer coupling and aluminum coupling guard included. This assembly will provide a nominal flow rate of 15,013BPD of 2cP crude oil at a differential pressure of 1,325psig. Pump is designed for 200psi maximum inlet pressure Endeavor 20689 & 20690 | VIKING PUMP
VIKING PUMP FLANGES | Butt Weld / Weld Neck 3-541-056-999-00 | VIKING PUMP
VIKING PUMP GB-41445 | Viking Pump model GB-41445 ductile iron spur gear pump with a single component mechanical seal with carbon/silicon carbide faces and FKM elastomers, no internal relief valve, and 3" SAE J518 Code 61 ports with SAE to weld neck flange adapters included. Pump is driven by a 100hp, 1,775 rpm, inverter duty Class 1, Div 2, Group D electric motor (230/460V/3ph/60Hz). Pump and motor will be mounted on a painted steel baseplate , spacer coupling and non-sparking coupling guard included. Reference the technical data packet for flow, pressure, and NPSHr details. Pump is designed for 200psi maximum inlet pressure Please specify pump rotation at time of order. | VIKING PUMP
VIKING PUMP GP-41445 | Viking model GP-41445 ductile iron spur gear pump with a John Crane Type 8B balanced mechanical seal with carbon/silicon carbide faces and FKM elastomers, no internal relief valve, and 2" SAE J518 Code 61 ports with SAE to weld neck flange adapters included. Pump is driven by a 100hp, 1,775 rpm, inverter duty Class 1, Div 1, Group D explosion proof electric motor (230/460V/3ph/60Hz). Pump and motor will be mounted on a painted steel baseplate with spacer coupling and non-sparking coupling guard included. This assembly will provide a nominal flow rate of 4,714 BOPD of 4cP crude oil at a differential pressure of 885 psig. Pump is designed for 500 psi maximum inlet pressure. | VIKING PUMP
VIKING PUMP MODEL GB-41445 | Viking Pump model GB-41445 ductile iron spur gear pump with a single component mechanical seal with carbon/silicon carbide faces and FKM elastomers, no internal relief valve, and 3" SAE J518 Code 61 ports with SAE to weld neck flange adapters included. Pump is driven by a 100hp, 1,775 rpm, inverter duty Class 1, Div 2, Group D electric motor (230/460V/3ph/60Hz). Pump and motor will be mounted on a painted steel baseplate , spacer coupling and non-sparking coupling guard included. Reference the technical data packet for flow, pressure, and NPSHr details. Pump is designed for 200psi maximum inlet pressure. CW pump rotation. | VIKING PUMP
VIKING PUMP REBUILD | EnLink supplied pump to be repaired by Viking | VIKING PUMP
VIKING PUMP REPAIR | Blue Mountain LQE4195 Repair on RA 2148032. Includes items listed below: Qty Item Description 1 2-507-006-375-00 Locknut, N-08 1 2-807-016-375-00 Lock Washer, TW-108 2 2-288-060-21D-00 Bearing Spacer Collar 1 2-055-132-375-00 Ball Bearing (2 Row) 1 2-755-089-210-00 Bearing Spacer 1 2-478-414-999-00 SEL1.63 ROP TRT275 FKM SIL SIL 1 2-055-131-375-00 Ball Bearing (1 Row) 1 2-512-016-867-00 Head O-ring 1 2-677-098-300-00 SHF RTR RYC LQE LSE4195 | VIKING PUMP
VIKING PUMP UNIT | Viking Model GB-41415 ductile iron rebuildable external gear pump, with hardened DLC coated internal parts for maximum wear resistance. Pump is equipped with a single component Type 2 mechanical seal with carbon/silicon carbide faces and FKM elastomers, no internal relief valve, and 2"SAE Ports with weldneck flanges included. Pump is designed for 200psi maximum inlet pressure. Pump is driven by a 25hp, 1,765 rpm, inverter duty Class 1, Div 2, Group D electric motor (230/460V/3ph/60Hz). Pump and motor will be mounted on a painted steel baseplate, spacer coupling and non-sparking coupling guard included. Reference the technical data packet for flow, pressure, and NPSHr details. Please specify pump rotation at time of order. Pumps to be CW | VIKING PUMP
VIKING PUMP# 1 | ??? | VIKING PUMP
VIKING PUMP# 3 | ??? | VIKING PUMP
VIKING PUMP# 4 | ???
VIKING PUMP#2 | ???
VIKING SAMPLE PUMP | Model GG475, Part # 4-1062-1832-008, description - GG475 SD OOCG VN CP 1"T 5/8B; Model Drive, Part #6-10-752-10-0053, description - G-HL75 475M 56C MTR; Model 0.5 HP motor, Part #2-547-035-999-00, description - 1800 .5HP 1/60/115/230 56C EXP (CXL050542A)
VINSON 173880 | BEIJER X2 EXTREME 7 DISPLAY 24 VDC. Javelin 22795-01
VINSON 178223 | BEIJER A7 to X2 ADAPTER PLATE KIT. Javelin 22795-01 | VIKING PUMP
VINSON 7" DISPLAY | 173880 BEIJER X2 EXTREME 7 DISPLAY Javelin Energy | VINSON PROCE
VINSON BEIJER 174024 | BEIJER X2 EXTREME 12in DISPLAY 24 VDC. Javelin 23205-01 | VINSON PROCE
VINSON HMI | BEIJER X2 EXTREME 12in DISPLAY 24 VDC. Javelin 23548-01 | VINSON PROCE
VINSON KIT | 178223 BEIJER A7 to X2 ADAPTER PLATE KIT Javelin Energy | VINSON PROCE
VINSON P/N 129573 | ROC800 License Key | VINSON PROCE
VINSON P/N 131649 | FS8KY-11 CAUSE & EFFECT 128C/48E ROC 800 | VINSON PROCE
VINSON P/N 186623 | Vinson p/n 186623 - SURGE PROTECTOR DLA-12D3 (CITEL) | VINSON PROCE
VINSON P/N 60686 | Vinson p/n 60686 – FS8CM-1 RS232 Com Module for ROC800 | VINSON PROCE
VINSON PART NUMBER 108460 | FS8HRT-2 | VINSON PROCE
VINSON PART NUMBER 132678 | PMSC | VINSON PROCE
VINTROL BALL BALVE | 1" 2000# NPT FP Floating Ball Valve, Seal Welded, WCB Body, 316SS Trim, RTFE Seats, PTFE Packing, Lever Op, Firesafe, NACE, ViNtrol 3100-122BNS | VINSON PROCE
VINTROL BALL VALVE | 1" VINTROL BALL VALVE, LOW PRESSURE | VINSON PROCE
VINTROL VALVE | 1" 2000# VINTROL BALL VALVE THD CS BODY SS TRIM NACE LOCKING HANDLE | TOTAL VALVE
VINYL ELEC TAPE SUPER 88 | VINYL ELEC TAPE SUPER 88 | CITY PIPE
VINYL INSULATION | 72" x 104' Vinyl Insulation for Whitewater building on skid 20518-01 | CITY PIPE
VITON # 331 ORING | Viton # 331 Oring | ELLIOTT ELEC
VITON GFLT | Viton GFLT - adder to change from O seal above to Viton GFLT, with strainer | BULLDOG STEE
VITON O-RING | Viton O-Ring, #248 and #340 for 3" 600# | CITY PIPE
VITON O-RING #257-349 | O-RING FOR 4" 600# WHEATLEY SWING CHECK VALVE | JAMISON PROD
VITON O-RING SET | Viton O-ring set | CITY PIPE
VITON ORINGS | Viton SAMPLE POT O RING #445 V75 | CITY PIPE
VITON O-RINGS | Viton SAMPLE POT O RING #445 V75 | CITY PIPE
VIZ-3501-125R | ??? | CITY PIPE
VNTC 10/3 10 AWG 3 COND-CUT | (blank) | CITY PIPE
VNTC 10/4 10 AWG 4 COND-CUT | WIRE VNTC 10/4 10 AWG 4 COND CUT LENGTH 10-4 BC TC-ER THHN/THWN-2 E2
VNTC 12/3 12 AWG 3 COND-CUT | WIRE VNTC 12/3 12 AWG 3 COND CUT LENGHT | SUMMIT
VNTC 12/4 12 AWG 4 COND-CUT | WIRE VNTC 12/4 12 AWG 4 COND CUT LENGTH | SUMMIT
VNTC 14/3 14 AWG 3COND UNSHLD | (blank) | SUMMIT
VNTC 14/5 14 AWG 5 COND-CUT | WIRE VNTC 14/5 14 AWG 5 COND CUT LENGTH | SUMMIT
VNTC 14/7 14 AWG | VNTC 14/7 14 AWG | SUMMIT
VNTC 14/9 14 AWG 9 COND-CUT | WIRE VNTC 14/9 14 AWG 9 COND CUT LENGTH 14-9 BC TC-ER THHN/THWN-2 E2 | SUMMIT
VNTC 16/2PR SPOS | VNTC 16/2PR SPOS 16 AWG 2 PAIR SHLD, CUT | SUMMIT
VNTC 16/3 16 AWG 3 COND-CUT | (blank) | SUMMIT
VNTC 16/3 OS 16 AWG 1 TRIAD | WIRE VNTC 16/3C SHLD M1/E1 600V TC-ER | SUMMIT
VNTC 16/3 OS 16 AWG 3 | WIRE VNTC 16/3 OS 16 AWG 3 COND SHLD CUT LENGTH | SUMMIT
VNTC 16/3 OS TRIAD | VNTC 16/3 OS 16 AWG 1 TRIAD SHLD-CUT 600V TC-ER | SUMMIT
VNTC 16/7 16 AWG 7 COND-CUT | WIRE VNTC 16/7 16 AWG 7 COND CUT LENGTH | SUMMIT
VNTC 16/8PR SPOS | VNTC 16/8PR SPOS 16 AWG 8 PAIR SHLD-CUT WIRE VNTC 16/8PR SPOS 16 AWG 8 PAIR SHLD CUT LENGTH | SUMMIT
VNTC16/2PRSPOS | wire vntc 16/2PR SPOS 16AWG 2 PAIR SHLD CUT LENGTH | SUMMIT
VNTCG 10 AWG 3 COND W/GND-CUT | WIRE VNTCG 10 AWG 3 COND W/GND CUT LENGTH | SUMMIT
VNTCG 8/3 AWG COND | WIRE VNTCG 8 AWG 3 COND CUT LENGTH | SUMMIT
VOLUME CALIBRATION | ??? | SUMMIT
VOLUME REGULATOR | ??? | SUMMIT
VOLUME REGULATORS | ???
VP53200-622FM | ???
VPC 109200 | FS8KY-8, Liquids App User Program MPLX 20470-01, 20470-02 & 20471-01
VPC 109200 MBW | FS8KY-8, Liquids App User Program Marathon Boll Weevil 21896-01
VPC 131649 | FS8KY-11 CAUSE AND EFFECT 128C / 48E FOR ROC 800 MPLX 20470-01, 20470-02 & 20471-01 | VINSON PROCE
VPC 131649 MBW | FS8KY-11 CAUSE AND EFFECT 128C / 48E FOR ROC 800 Marathon Boll Weevil 21896-01 | VINSON PROCE
VPC 140489 | FS8PS-3, 11-30 VDC Power Input Module, PM-30 MPLX 20470-01, 20470-02 & 20471-01 | VINSON PROCE
VPC 140489 MBW | FS8PS-3, 11-30 VDC Power Input Module, PM-30 Marathon Boll Weevil 21896-01 | VINSON PROCE
VPC 60681 | FS8AO-1, 4 Channel Analog Output, 16 Bit Marathon 21282-01 | VINSON PROCE
VPC 60682 | FS8PI-1, 2 Channel Pulse Input MPLX 20470-01, 20470-02 & 20471-01 | VINSON PROCE
VPC 60682 MBW | FS8PI-1, 2 Channel Pulse Input Marathon Boll Weevil 21896-01 | VINSON PROCE
VPC 61566 | FS8CM-2, RS485 Module MPLX 20470-01, 20470-02 & 20471-01 | VINSON PROCE
VPC 61566 MBW | FS8CM-2, RS485 Module Marathon Boll Weevil 21896-01 | VINSON PROCE
VPC 61568 | FS8DO-2, 5 Channel Discrete Output Relay (DOR) MPLX 20470-01, 20470-02 & 20471-01 | VINSON PROCE
VPC 61793 | FS8DI-1, 8 Channel Discrete Input MPLX 20470-01, 20470-02 & 20471-01 | VINSON PROCE
VPC 61793 MBW | FS8DI-1, 8 Channel Discrete Input Marathon Boll Weevil 21896-01 | VINSON PROCE
VPC 66518 | Vinson p/n 66518 – FS8DO-1 Marathon 21240-01 | VINSON PROCE
VPC 84087 | FS8AI-2, 4 Channel Analog Input, 16 Bit MPLX 20470-01, 20470-02 & 20471-01 | VINSON PROCE
VPC 84087 MBW | FS8AI-2, 4 Channel Analog Input, 16 Bit Marathon Boll Weevil 21896-01 | VINSON PROCE
VPC 93447 | FSROC-827/827 MPU w/LOI, Ethernet, RS232, 3 Slots, Expandable MPLX 20470-01, 20470-02 & 20471-01 | VINSON PROCE
VPC 93447 MBW | FSROC-827/827 MPU w/LOI, Ethernet, RS232, 3 Slots, Expandable Marathon Boll Weevil 21896-01 | VINSON PROCE
VPC 93449 | FSROC-EXP/EXP 6 Slot Expansion Backplane MPLX 20470-01, 20470-02 & 20471-01 | VINSON PROCE
VPC 93449 MBW | FSROC-EXP/EXP 6 Slot Expansion Backplane Marathon Boll Weevil 21896-01 | VINSON PROCE
VPC MAT #61793 | ??? | VINSON PROCE
VPC MAT #84087 | ??? | VINSON PROCE
VPC MAT#75951 | ???
VPC ROC800 | VPC ROC800 USER PROGRAM LICENSE KEY
VPC ROC800 LICENSE KEY | VPC ROC800 USER PROGRAM LICENSE KEY
VRA3-M0040H43B0AL0T0B-00002 | 40HPVFD/PLC Combo Control Panel | VINSON PROCE
VRA3-M0075H43B0AL0T0B-00002 | 75HPVFD/PLC Combo Control Panel | VINSON PROCE
VS2 SWITCH VIBRATION | VS2 Switch Vibration | AID
VSA-3521-DP-XXV4-D024 | ??? | AID
VSD EXCM03/GBX | EXCM03-FS-80/6 W/GBS7000 X-PROOF ACTUATOR W/G-BOX | RES ENERGY S
VSF108/LADCWX3000 | 8” CL150 RF FULL SS SEGMENTED V- SERIES V-BALL, 50-50 STFE SEATS, G-PTFE PACKING MOUNTED TO A VALVCON LADCWX SERIES 3000 IN.LB ELECTRIC FAIL SAFE ACTUATOR W/ 4-20 MA OR 0-10VDC POSITION FEEDBACK, BATTERY BACK UP, 2 AUXILLARY LIMIT SWITCHES, UNIVERSAL POWER, HOLDING BRAKE, HEATER/THERMOSTAT, HANDWHEEL OVERRIDE, VISUAL INDICATOR, MOUNTING BRACKET & COUPLER FULLY ASSEMBLED & TESTED
VSG-3321-316-XX-D024 | Valve, Versa, Solenoid, 3 Way, SS, 1/4 In Connections, Spring Return, Normally Closed, 7.2 Watts, Explosion Proof, 24 Vdc, 40-175 psi range | HATFIELD AND
VSI 3" DIVERT VALVE | 3"S7315F-C2B-T/EXCM03/ALS500/GBS7000 Valve - VSI 3” S7315F-C2H 3”divert valve, stainless steel ball and stem, T-port, 150# flanged RFFE seats. Actuator – EXCM03-FS-80/6 W/GBS700 explosion proof 120v actuator with gear box. Limit switch – ALS-500-M2 explosion proof switch with dome indicator | VANZANDT CON
VSI ACTUATOR | ??? | MOODY PRICE
VSI ACTUATOR ONLY | EXCM03-FS-80/6 W/GBS7000 X-PROOF ACTUATOR W/G-BOX | HATFIELD AND
VSI DIVERT | 3"S7315F-C2B-T/EXCM03/ALS500/GBS7000 Valve - VSI 3” S7315F-C2H 3”divert valve, stainless steel ball and stem, T-port, 150# flanged RFFE seats. Actuator – EXCM03-FS-80/6 W/GBS700 explosion proof 120v actuator with gear box. Limit switch – ALS-500-M2 explosion proof switch with dome indicator
VSVR-8 REGULATOR | ??? | HATFIELD AND
VT01020000201B | Model: (V) Universal V System Type: (T0) Cut Monitor with Temperature Compensation,100 KHz,0° Phase Digital Protocols: (1) 4-20mA HART® Future Use: (0) Future Use Approvals: (2) FM/FMc XP Electrical Connection: (0) 3/4" NPT without external ground Surge / Noise Suppression: (0) No additional filtering required Integral/Remote Option: (0) Integral configuration Dual Seal Option: (0) Without Dual Seal option Sensing Element: (201) 700-1202-401 3 Terminal Perm-A-Seal with Temperature Sensor Special Software: (B) Light Oil -- 0 - 5% Part Number: 700-1202-401- BA0-101-790.57-152XXXXX Reference Probe Number: CM201BA0-101-790.57-152XXXXX Model: (CM) Cut Monitor Sensor: (201) 700-1202-401 Perma-Seal Pipe < 8" 200 psi @ 450F Metal Wetted Parts: (B) 316/316L SS Mounting: (A0) 3/4" NPT Pipe size, Insertion Length, and Cote Shield Length: 4" (101 MM)PS 31.125" (790.57 MM) LL 6" (152 MM) CSL Modifications: Not Required | HATFIELD AND
V-TORK VTM ELECTRIC ACTUATOR | V-Tork VTM series electric actuator, 120 VAC,30 second cycle time, explosion proof enclosure, two DPDT limit switches, 3983 LBF/In torque output, heater, complete with battery back up for failsafe operation, fail CW, thermal overload protection, worm gear drive train for self-locking position, clutchless manual override with handwheel operator, 1.9 Amp draw, ISO 5211 F07/F10 mounting pad, 22MM star drive bushing, and visual position indicator
VX5VPS4001 | VX5VPS4001 Fans | AMETEK
VX-DCR-10K-I-05-BT-RTD | CHART RECORDER, DIGITAL, 0 TO 10000 PSI, ISOLATED SENSOR, .05% FS, BLUETOOTH, 1 RTD INPUT, INCLUDES HYDRO SOFTWARE, BATTERIES, NIST CERT & DATA, QUICK START GUIDE | JM TEST SYST
VX-VRTD-050FT | RTD ASSEMBLY, 50 FT. LONG, # DWG25466-600 | JM TEST SYST
VZ ESD MOV | WARREN 6155FS 2" CL150 FULL PORT BALL VALVE, WCB BODY, F316SS TRIM, RTFE SEAT RING, GRAPHITE GASKET, HNBR O-RING COMPLETE WITH MOUNTING BRACKET AND COUPLER TO FIT CUSTOMER SUPPLIED VALVCON ADCWX600 ACTUATOR. Medallion 23962-02, 23963-02 & 23964-02 | DK CONTROLS
VZ JF3DM3T/LADCWX3000 | JF3DM3T/LADCWX3000 JFLOW 3” CL150 DM3T SERIES FULL PORT 3-WAY BALL VALVE, CS X SS, T-PORT, TFM 1600 SEATS AND SEALS MOUNTED TO A VALVCON LADCWX SERIES 3000 IN.LB ELECTRIC FAIL SAFE ACTUATOR W/ 4-20 MA OR 0-10VDC POSITION FEEDBACK, LITHIUM ION BATTERY BACK UP, 2 AUXILIARY LIMIT SWITCHES, NEMA 4/4X/7 & 9, UNIVERSAL POWER, HOLDING BRAKE, HEATER /THERMOSTAT, HANDWHEEL OVERRIDE, VISUAL INDICATOR, MOUNTING BRACKET & COUPLER FULLY ASSEMBLED & TESTED Battalion Job# 20436-05 & 08 | VANZANDT CON
VZ MPF15-CS-T-FFG-L-080/3B&C | 3" FLO-TITE, TRANS-FLO SERIES, MODEL MPF15-CS, MULTI PORT, 150 FLANGED, T-PORT, CS BODY, SS TRIM, TFM SEATS AND STEM SEALS, GRAPHITE BODY SEALS COMPLETE WITH MOUNTING BRACKET AND COUPLER TO FIT VALVCON LADCWX3000 ACTUATOR. Marathon 23052-01 | VANZANDT CON
VZ-3MPF15 | 3”MPF15-CS-T/USI250024VDC 3" FLO-TITE, TRANS-FLO SERIES, MODEL MPF15-CS, MULTI PORT, 150 FLANGED, T-PORT, CS BODY, SS TRIM, TFM SEATS AND STEM SEALS, GRAPHITE BODY SEALS MOUNTED TO A USI SMARTSTEP FAILSAFE ACTUATOR, 120 VAC, SUPERCAPS, CLASS 1 DIV 2, ISO F07/F10, 4-20 MA, 100% DUTY CYCLE, 100% MODULATION, 2500 IN.LB, W/ BRACKET AND COUPLER FULLY ASSEMBLED AND TESTED $5,365.00 EA. /10 PIECES 4-5 WEEKS ARO BALANCE 20-24 WEEKS ARO | VANZANDT CON
VZ-955955 | SCSWTXROC809PANEL01 QTY (1) - 1 - 30H X 30W X 12D QTY (1) - 4 - FSROC-809/809E CHASSIS 9SL NON-EXP QTY (1) - 5 - FS8DO-2 IO MOD DO 5CH RELAY QTY (1) - 6 - FS8DI-1 IO MOD DI 8CH QTY (2) - 7 - FS8AI-2 IO MOD AI 4CH 16BIT QTY (1) - 8 - FS8APM-1 IO MOD ADV PULSE QTY (1) - 9 - FS8PS-3 PWR SPLY PM30 QTY (1) - 10 - FS8CM-2 COM MOD RS485 QTY (1) - 11 - FS8KY-14 SURFACE CRTL MGR ROC800 (PMSC) QTY (1) - 12 - FS8KY-16 PROD MGR TANK MGR ROC800 (PMTM) QTY (1) - 13 - HMI, Beijer, 640013905, X2, Extreme 7, 7“ rugged, panel-mount, 24VDC Input, graphic touch aluminum operator terminal. 1280x800 pixels QTY (1) - 14 - Ethernet Switch, 2891001, Phoenix Contact, Unmanaged; 5 Ports; 10/100Mbps; Autocrossing QTY (1) - - Power Supply, Phoenix Contact, 2866763, QUINT-PS/1AC/24DC/10, Input: 120VAC, Output: 24VDC, 10A | VANZANDT CON
W0816ML1125CU | SIEM W0816ML1125CU OUTDOOR EQ LC 8S 16C ML 125A CU | VANZANDT CON
W165L CS 100HP UNIT | CONDITIONS GIVEN: CRUDE OIL 7,000 BPD, 205 GPM 500 PSI ******************* 2 1 W165L CS 100HP UNIT CONSISITING OF: WEATHERFORD W165L CARBON STEEL FLUID END, 4.00" PLUNGER, 0838 PACKING, AR STYLE INSERTED VALVES, DRIVEN BY 100HP, 1200RPM, 3PH TEFC PREMIUM EFF. MOTOR, MOUNTED ON OILFIELD STYLE SKID, BELT DRIVE,EXPOLSION PROOF MURPHY VIBRATION & OIL LEVEL SWITCH., BELT GUARD. ********** PUMP RUNNING 310 RPM 253 GPM 780 MAOP | SUMMIT
W1GWAS250 | W1GWAS250 WIEG WAS250 2-1/2 OT KO SEAL | KNIGHTEN MAC
W1GWAS300 | W1GWAS300 WIEG WAS300 3-IN OT KO SEAL | DEALERS
W1GWAS400 | W1GWAS400 WIEG WAS400 4-IN OT KO SEAL | DEALERS
W31-24-24 | W31-24-24, CD61/CD62 DEEP SOCKET WELD PIPE 4-BOLT FLANGES, CARBON STEEL, O-RING TYPE, 1-1/2" PIPE SIZE, 1-1/2" PAD SIZE | DEALERS
W432-24-24-U | AD24FLP-24FP Set C61 Female Pipe Flange Pad Set | GT SOUTHWEST
W43-24-24U | W43-24-24U 11/2 CODE 61 FLANGE PAD- 11/2 FP W/HARDWARE | GT SOUTHWEST
W43-24-24-U | AD24FLP-24FP Set C61 Female Pipe Flange Pad Set | GT SOUTHWEST
W435L-CS | WEATHERFORD W435L-PLUNGER PUMP, CARBON STEEL FLUID END, 4.25" TUNGSTEN PLUNGER, 838/858 PACKING, AR INSTERTED VALVES, DRIVEN BY 400HP, 1200RPM, 3PH, TEFC, PREMIUM EFF. MOTOR, MOUNTED ON OFS STYLE SKID, EXTERNAL LUBE SYSTEM, BELT DRIVE, MURPHY OIL LEVEL SWITCH, EX-PROOF VIBRATION SWITCH, BELT GUARD. | GT SOUTHWEST
W435L-DX | W435L-DX 400HP UNIT Order Line Notes: CONSISTING OF: WEATHERFORD W435L PLUNGER PUMP, DUPLEX STAINLESS FLUID END, 4.25" TUNGSTEN PLUNGER, 838/858 PACKING, AR INSERTED VALVES, DRIVEN BY 400HP, 1200RPM, 3PH, TEFC, PREMUM EFF. MOTOR, MOUNTED ON OFS STYLE SKID, EXTERNAL LUBE SYSTEM, BELT DRIVE CONFIGURATION, MURPHY OIL LEVEL SWITCH, EX-PROOF VIBRATION SWITCH, BELT GUARD. ********** PUMP RUNNING : 356RPM 573GPM | KNIGHTEN MAC
WAFER CHECK VALVE | 2" 150# Balon thin pattern wafer check valve | KNIGHTEN MAC
WAGO 221-413/K194-4045 | WAGO 221-413/K194-4045 3-COND SOLD PER 50PCS BX | DEALERS
WAHA SPOOLS | (blank) | CITY PIPE
WALL FIXING KIT | WALL FIXING KIT F-KL CLEAR CHROME, 4 BRK'TS PER KI | SUMMIT
WALL MOUNT CABINET | Job # 21109-10 Charge back to moms meals | ULTIMATE WEL
WALL MOUNT PACKAGE A/C | W12AB-5-1-2-(I)-216 Explosion Proof Wall Mount Package A/C Industrial grade unit. N.E.C. Rated and Approved for the Following Locations…. Class 1, Division 2, Groups C & D *** CONDENSER SECTION ONLY*** Interior Evaporator Section ***GENERAL PURPOSE ONLY*** A/C Specifications: Cooling Capacity: 12,000 BTU/HR Heating Capacity: 5 Kw Power Supply: 208-230/1/60 Unit Specifications: All Electrical Components UL and CSA approved Maintenance Friendly General Purpose Control box Included for A/C Explosion Proof Motor and Compressor overload Protection Installed General Purpose Thermostat Required to Control room Temperature High and Low Pressure Safety Switches installed Easily Accessible Condenser Fan Section with non Sparking Fan Blade System Shut-Down Circuit Provided in Case of Gas or Smoke Detection (Detection system by others) Industrial Grade Scroll Compressor R-410a Refrigerant Installed Twin Blowers to Move Air Quickly and Quietly Copper Tubes with Aluminum Fin Coils Installed Unit Fully Tested for Operational Performance and NEC Compliance O & M Manuals Included Certificate of Conformance to Explosion Proof Codes Issued | AWC, INC
WALL PACK | PART #CPMV5L-UNV1, CRS-H CPMV5L-UNV1 LED FLOODLIGHTING-CLASS I, COOL WHITE | FIREFOLD
WALLMOUNT ENCLOSURE | Wallmount Enclosure, RT WM603612NC Wallmount Enclosure, 60 x 36 x 12 Inches, Carbon S | BIG LIC CO
WALLPLATE 1G TOGGLE POLY | WALLPLATE 1G TOGGLE POLY MID IV | SUMMIT
WALLPLATE 2G | Wallplate 2G | AWC, INC
WAR3150315561VVR | 3 150 RF CHECK VLV CS/SS API 6D | ELLIOTT ELEC
WAREHOUSE | 4/22/24 - 4/28/24 | ELLIOTT ELEC
WAREHOUSE FAB REPLENISHMENT | All material on Quote #Q25104998 | WHITCO SUPPL
WARERCUT | Treatment Service | ULTIMATE WEL
WARRANTY WORK | Warranty Work on Plains Skid | CITY PIPE
WARREN 1 BALL VAVLE | 1" 2000# WOG FP WCB BODY F316SS TRIM RTFE 3PC FLOATING BALL FIRE SAFE THD LEVER OP WARREN 356FRG | E9 TREATMENT
WARREN 2 BALL VALVE | 2" 150# RF FP WCB BODY F316SS TRIM RTFE FLOATING BALL FIRE SAFE LEVER OP WARREN 6155FS-TR | SUMMIT INDUS
WARREN 2" 150# BALL VALVE | WARREN21506155FS 2 150 RF FP BV CS/SS LO API 6D 6155FS-26MHGRL6D | MIDSTREAM VA
WARREN 2" 150# CHECK VALVE | WAR2150315561VVR 2 150 RF CHECK VLV CS/SS API 6D | MIDSTREAM VA
WARREN 20" 150# | 20" 150# RF FP A105N/3MIL ENP TRIM DEVLON FKM GLT/GRAPH 3PC TRUNNION BALL NACE API-6D GEAR OP WARREN 6155-T35DLRG | WHITCO SUPPL
WARREN 20" 600# | 20" 600# RF FP A105N/3MIL ENP TRIM DEVLON/ FKM GLT/GRAPH 3PC TRUNNION BALL NACE API-6D GEAR OP WARREN 6605-T35DLRG | WHITCO SUPPL
WARREN 3 BALL VALVE | 3" 150# RF FP WCB BODY F316SS TRIM RTFE FLOATING BALL FIRE SAFE LEVER OP WARREN 6155FS-TR | MIDSTREAM VA
WARREN 3" 150# BALL VALVE | WARREN31506155FS 3 150 RF FP BV CS/SS LO API 6D 6155FS-26MHRGL6D (BLUE) | MIDSTREAM VA
WARREN 3" 150# CHECK VALVE | WAR3150315561VVR 3 150 RF CHECK VLV CS/SS API 6D | MIDSTREAM VA
WARREN 4" 150# BALL VALVE | WARREN41506155FS 4 150 RF FP BV CS/SS LO API 6D 6155FS-26MHGRL6D | WHITCO SUPPL
WARREN 4" 600# | 4" 600# A105/ENP TR DEVLON/FKM GLT/GRAPH 2PC TRN BALL RF FP NACE LEVER OP WARREN 6605-T25DLRL-FT | WHITCO SUPPL
WARREN 6" 600# | WARREN 6" 600# WCB/8N BB OS&Y GATE NACE RF 1605-8N-624 | WHITCO SUPPL
WARREN 8" 600# | 8" 600# A105N/ENP TR DEVLON/ FKM GLT/GRAPH 3PC TRN BALL RF FP NACE API-6D GO WARREN 6605-T35DLRG | MIDSTREAM VA
WARREN 8" 600# CHECK | 8" 600# WCB/316 TR BC SWING CHECK NACE RF API 6D FKM SEAT-SEALS WARREN 3605-6IVVR6D-D | MIDSTREAM VA
WARREN 853‐8‐T | 1" 800# A105N/8 NACE BC SWING CK THD | MIDSTREAM VA
WARREN BALL VALVE | 4" 600# RF/WARREN#6605-T35DHRL-TR 3 PC BALL VALVE. FP, A105 BODY, CS W/3 MIL ENP PLATED TRIM, DEVLON SEAT INSERTS, NACE, API-6D, WRENCH OPERATED | MIDSTREAM VA
WARREN BLOCK&BLEED VALVE | 4" 150# A105N/316 TR DEVLON HNBR/GRAPH 3PC TRN BALL NACE RF API‐6D FP LEVER OP WARREN 6155‐T36DHRL | MIDSTREAM VA
WARREN THD SWING CHECK VALVE | ¾” 200# 316SS Warren Swing Check Valve, Thd 223 | EDGEN MURRAY
WARREN TRUNNION VALVE | 4" 150# WARREN BALL VALVE A105N/316 TR DEVLON FKM GLT/GRAPH 3PC TRN DOUBLE BLOCK AND BLEED DESIGN NACE RF FP LEVER OPERATED 6155-T36DLRL | MIDSTREAM VA
WARREN VALVE | WARREN VALVE - 6905-T38DLRG 6" 900# A105N BODY/F51 TRIM/DEVLON/FKM GLT/GRAPH 3PC TRN BALL NACE (MODIFIED FROM RF TO RTJ) FP GEAR OP | CITY PIPE
WARREN21506155FS | 2 150 RF FP BV CS/SS LO 6155FS26MHGRL6D | MIDSTREAM VA
WARREN2156155SOP | 2 150 RF FP BV CS/SS LO FLOATER #6155FS-TR (BLACK) | SMP SUPPLY
WARREN31506155FS | 3 150 RF FP BV CS/SS LO API 6D 6155FS26MHRGL6D | WHITCO SUPPL
WARREN41506155FS | 4 150 RF FP BV CS/SS LO API 6D 6155FS-26MHGRL6D | WHITCO SUPPL
WA-S075 3/4 OT SEAL | Job # 21109-10 Charge back to moms meals | WHITCO SUPPL
WASH BOTTLE | WASH BOTTLE 32 OZ NARROW MOUTH LDPE (12/CS OR SOLD SINGLY) | WHITCO SUPPL
WASHDOWN EXITS | Charge back to moms meals | WL WALKER CO
WASHEDRECYC WHT 20LB | (blank) | GRAYBAR
WASHER | 1 1/4 USS FLAT STEEL WASHER GR 8 | THE SHERWIN
WASHER - JACK SHAFT | WASHER - JACK SHAFT | CITY PIPE
WASHER SPL KIT | WASHER SPL KIT | FMC TECHNOLO
WASHER-FLAT 641985401 | WASHER-FLAT | SUMMIT
WASHER-FLAT 641985402 | WASHER-FLAT | FMC TECHNOLO
WASHERS | 38X1 FENDER WASHERS | FMC TECHNOLO
WATER | BOTTLED WATER | GRAYBAR
WATER CUT METER | ??? | TOMMY WHITE
WATER DRAW | Trip, Expenses and Labor Per Invoice# 25337
WATER DRAW FROM CERT CALIBRATIONS | Day Rate for CCI Generator @ $265.00/day for 2 days | METER ENGINE
WATERDRAW | ??? | CERTIFIED CA
WATERDRAW 19008 | ???
WATERDRAW CALIBRATION | waterdraw calibration, Includes Labor Mileage and Sphere Job# 19008-06 and Prover 2024
WATERDRAW CALIBRATION CERT | (blank) | METER ENGINE
WATERDRAW CERTIFICATION FEE | 30003 : Waterdraw Certification Fee | BUREAU VERIT
WATERDRAW TECH HELPER PER HOUR | (blank) | BUREAU VERIT
WATSON AE1822R-N | WATSON AE1822R-N 3/4” X 3/4“ REBUILDABLE AIR ELIMINATOR 265# PSIG .101 ORIFICE | BUREAU VERIT
WAVE RADAR | ??? | EGGELHOF, IN
WB-TH-0100-CXX 1" | WB-TH-0100-CXX ¦ 1" WELL HEAD BLOCK AND BLEEDVALVE, 2 PIECE, FULL PORT, 2000 WOG, SS BODY ANDEND CAPS, 316SS BALL AND STEM, THREADED ENDS, CTFESEATS, NACE, 1/4" BLEED VALVE WELDED TO MAIN BODY
WB-TH-0150-CXX | 1 1/2” BLOCK VALVE, 1/4” BLEED VALVE, ASTM A351-CF8M BODY/BALL, 316SS STEM, CTFE SEAT, THREADED NPT, 2000 PSI WOG, FULL PORT, SEAL WELDED ENDS, LOCKABLE MANUAL HANDLE, BLOWOUT PROOF STEM, | HATFIELD AND
WB-TH-0200-CXX 2" | WB-TH-0200-CXX 2" WELL HEAD BLOCK AND BLEED VALVE, 2 PIECE, FULL PORT, 2000 WOG, CF8MJ BODY AND END CAPS, SS316 BALL AND STEM, NPT THREADED ENDS, CTFE SEATS, NACE WITH 1/4" BLEED VALVE WELDED TO MAIN BODY | HATFIELD AND
WCB-S | WCB-S | HATFIELD AND
WEATHER CAP | 232-0019 2" S/40 WEATHER CAP, | SUMMIT
WEATHERCAP | 232-0019 2" S/40 WEATHER CAP | DRAGON PROD
WEATHERFORD PUMP | WEATHERFORD W375L CS QUINTUPLEX PUMP DRIVEN BY 350HP PREMIUM EFFY. MOTOR MOUNTED ON OILFIELD BASE W/ 4.25" TUNGSTEN PLUNGERS, 858 PACKING, AR STYLE VALVES, OSHA APPROVED SHEAVES AND BELT GUARD, ALONG WITH MURPHY HI/LOW OIL LEVEL CONTROL AND VIBRATION SWITCH, EXTERNAL POWEREND LUBE SYSTEM. | DRAGON PROD
WEATHERFORD QUINTUPLEX PUMP | WEATHERFORD W435L CS QUINTUPLEX PUMP DRIVEN BY 350HP PREMIUM EFFY. MOTOR MOUNTED ON OILFIELD BASE W/ 4.25" TUNGSTEN PLUNGERS, 858 PACKING, AR STYLE VALVES, OSHA APPROVED SHEAVES AND BELT GUARD, ALONG WITH MURPHY HI/LOW OIL LEVEL CONTROL AND VIBRATION SWITCH. | KNIGHTEN MAC
WEATHERFORD W375L | WEATHERFORD W375L CS QUINTUPLEX PUMP DRIVEN BY 350HP PREMIUM EFFY. MOTOR MOUNTED ON OILFIELD BASE W/ 4.0" TUNGSTEN PLUNGERS, 858 PACKING, AR STYLE INSERTED VALVES, OSHA APPROVED SHEAVES AND BELT GUARD, ALONG WITH MURPHY EXPLOSION PROOF OIL AND VIBRATION SWITCH, EXTERNAL POWEREND LUBE SYSTEM W/ C1, DIV2 MOTOR. | KNIGHTEN MAC
WEATHERFORD W375L CS | CRUDE OIL API 42 15000 BPD / 438GPM 1480PSI ********** PUMP RPM:322RPM 438GPM MAOP 1180PSI ********************* 2 1 WEATHERFORD W375L CS QUINTUPLEX PUMP DRIVEN BY 350HP PREMIUM EFFY. MOTOR MOUNTED ON OILFIELD BASE W/ 4" TUNGSTEN PLUNGERS, 858 PACKING, AR INSERTED STYLE VALVES, OSHA APPROVED SHEAVES AND BELT GUARD, ALONG WITH MURPHY EXPLOSION PROOF OIL AND VIBRATION SWITCH, EXTERNAL POWEREND LUBE SYSTEM W/ C1, DIV2 MOTOR. ******************** | KNIGHTEN MAC
WEATHERFORD W375L PUMP | WEATHERFORD W375L CS QUINTUPLEX PUMP DRIVEN BY 350HP PREMIUM EFFY. MOTOR MOUNTED ON OILFIELD BASE W/ 4.25" TUNGSTEN PLUNGERS, 858 PACKING, AR STYLE VALVES, OSHA APPROVED SHEAVES AND BELT GUARD, ALONG WITH MURPHY HI/LOW OIL LEVEL CONTROL AND VIBRATION SWITCH, EXTERNAL POWEREND LUBE SYSTEM. | KNIGHTEN MAC
WEATHERFORD W435L | WEATHERFORD W435L CS QUINTUPLEX PUMP DRIVEN BY 350HP PREMIUM EFFY. MOTOR MOUNTED ON OILFIELD BASE W/ 3.75" TUNGSTEN PLUNGERS, 858 PACKING, AR STYLE VALVES, OSHA APPROVED SHEAVES AND BELT GUARD, ALONG WITH MURPHY HI/LOW OIL LEVEL CONTROL AND VIBRATION SWITCH. | KNIGHTEN MAC
WEATHERFORD W435L-DX | WEATHERFORD W435L-DX PUMP, DUPLEX STAINLESS FLUID END, 3.50" TUNGSTEN PLUNGERS, 838 STYLE PACKING, AR STYLE INSERTED VALVES, DRIVEN BY 350HP, 1200RPM, 3PH, TEFC, PREMIUM EFF. MOTOR, IB BEARING ODE, SHAFT GROUNDING RING, MOUNTED ON OFS STYLE SKID, BELT & SHEAVE SETUP, EXTERNAL POWEREND LUBE SYSTEM, MURPHY L129CK1 OIL LEVEL SWITCH, MURPHY VS2EX VIBRATION SWITCH, BELT GUARD. ********** PUMP RUNNING 330RPM 360GPM 12,343BPD MAOP 1540PSI | KNIGHTEN MAC
WEBSITE DESIGN SERVICES | Website Design Services Website Updates Updating branding, adding Environmental section | KNIGHTEN MAC
WEDGE ANCHOR | Wedge Anchor | MARKETING RE
WEG 00118ES1B56-S | WEG 00118ES1B56-S | ELLIOTT ELEC
WEG INSTALLATION | 30HP 1800RPM WEG W22 NEMA PREMIUM EFFICIENCY 30HP 4P 284/6T 3PH 230/460/380 V 60/50 HZ IC411 1.25SF - TEFC - FOOT MOUNTED | ZONE INDUST
WEG MOTOR | 15HP 1800RPM Weg W22 Nema Premium Efficiency 4P 254/6T 3PH 230/460//380 V 60//50 HZ IC411-TEFC-Foot Mounted | STEALTH PUMP
WEG UMBW-1B1-40 | WEG UMBW-1B1-40 | STEALTH PUMP
WEG UMBW-1B1-5 | WEG UMBW-1B1-5 | SUMMIT
WEG WMBW-1B1-50 | WEG WMBW-1B1-50 | SUMMIT
WELD | Install TOLs in 4" and 6" blind flanges | SUMMIT
WELD - 3" 150# FLANGE SUPPORTS | (blank) | STRICKLAND
WELD - 4" 150# FLANGE SUPPORTS | (blank) | ULTIMATE WEL
WELD - CONTAINMENT | (blank) | ULTIMATE WEL
WELD - ELECTRICAL PANEL | (blank) | ULTIMATE WEL
WELD - FIELD WORK | (blank) | ULTIMATE WEL
WELD - MODIFY SAND FILTER | (blank) | ULTIMATE WEL
WELD - MODIFY SKID | (blank) | ULTIMATE WEL
WELD - MODIFY SPOOLS | (blank) | ULTIMATE WEL
WELD - PIPE | (blank) | ULTIMATE WEL
WELD - PIPE FAB | (blank) | ULTIMATE WEL
WELD - PONTOON SUMP | (blank) | ULTIMATE WEL
WELD - SAMPLE POT TOP PLATE | (blank) | ULTIMATE WEL
WELD - SEAL POT | (blank) | ULTIMATE WEL
WELD - SEAL POTS | (blank) | ULTIMATE WEL
WELD - SKID | (blank) | ULTIMATE WEL
WELD - SKID FAB | (blank) | ULTIMATE WEL
WELD - STRAINER | (blank) | ULTIMATE WEL
WELD 90 | 3" XHVY LR 90 DEG. Weld ELL | ULTIMATE WEL
WELD CAP | 4" STD WELD CAP | CITY PIPE
WELD CAPS | 3" STD WELD CAP | CITY PIPE
WELD CROSS | 2" XHVY WELD CROSS | CITY PIPE
WELD ELL | 3" STD LR 90 DEG WELD ELL | CITY PIPE
WELD FAB | All services provided per Invoice #5537 | CITY PIPE
WELD FAB - 3" STATIC MIXER | (blank) | STRICKLAND
WELD FAB - CANOPY | (blank) | ULTIMATE WEL
WELD FAB - ELECTRICAL PANEL | (blank) | ULTIMATE WEL
WELD FAB - FIELD | (blank) | ULTIMATE WEL
WELD FAB - FIELD WORK | (blank) | ULTIMATE WEL
WELD FAB - REV1 | (blank) | ULTIMATE WEL
WELD FAB & MATERIALS | Per invoice #5450 | ULTIMATE WEL
WELD FAB REISSUED #1 | (blank) | STRICKLAND
WELD FAB REV1 | (blank) | ULTIMATE WEL
WELD FITTINGS | All material on Quote #ODE29217 | ULTIMATE WEL
WELD FITTINGS & PIPE | All material on Quote #ODE31819 | INDUSTRIAL
WELD FITTINGS AND PIPE | All material on Quote #ODE29511 | INDUSTRIAL
WELD FITTINGS MATERIAL | All material on quote #ODE28251 | INDUSTRIAL
WELD FITTINGS Q# Q25106155 | All Material per Elite Quote# Q25106155 MTRs required All Domestic Material | INDUSTRIAL
WELD GRINDING | Weld Grinding and Micing for 8" Meter Tube | CITY PIPE
WELD LABOR | (blank) | FLOZONE MEAS
WELD LABOR - 4X3 | (blank) | ULTIMATE WEL
WELD LABOR - CHANGE ORDER | (blank) | ULTIMATE WEL
WELD LABOR - DIESEL TANK | (blank) | ULTIMATE WEL
WELD LABOR - FIELD | Minatour, 14 hours includes welder's helper | ULTIMATE WEL
WELD LABOR - MODIFY PIPE SPOOL | (blank) | ULTIMATE WEL
WELD LABOR - MODIFY SPOOL | (blank) | ULTIMATE WEL
WELD LABOR - MODIFY TEES | (blank) | ULTIMATE WEL
WELD LABOR - PIPE | (blank) | ULTIMATE WEL
WELD LABOR - PIPE FAB | (blank) | ULTIMATE WEL
WELD LABOR - PIPE FOR HYDRO | (blank) | ULTIMATE WEL
WELD LABOR - PIPE SPOOLS | (blank) | ULTIMATE WEL
WELD LABOR - PIPING | (blank) | ULTIMATE WEL
WELD LABOR - PONTOON SUMP | (blank) | ULTIMATE WEL
WELD LABOR - REFURB LABOR | (blank) | ULTIMATE WEL
WELD LABOR - REISSUED | Charge pipe reissued 1/13/23 only | ULTIMATE WEL
WELD LABOR - REV 1 & 2 | (blank) | ULTIMATE WEL
WELD LABOR - SEAL POT | (blank) | ULTIMATE WEL
WELD LABOR - SEAL POTS | (blank) | ULTIMATE WEL
WELD LABOR - SKID | (blank) | ULTIMATE WEL
WELD LABOR - SPOOL FABRICATION | (blank) | ULTIMATE WEL
WELD LABOR - SPOOLS | (blank) | ULTIMATE WEL
WELD LABOR & MATERIALS | All labor and materials on Invoice #5530 | ULTIMATE WEL
WELD LABOR ARM ENERGY | Weld Labor Arm Energy Job# 20521 | STRICKLAND
WELD LABOR CIMAREX | Weld Labor Cimarex 20531 | ULTIMATE WEL
WELD LABOR LARIO | Weld Labor Lario 20534 | ULTIMATE WEL
WELD LABOR NUSTAR | Weld Labor NuStar Job# 20505 | ULTIMATE WEL
WELD LABOR PIPE | Weld Labor Pipe | ULTIMATE WEL
WELD LABOR POT | Weld Labor Pot | ULTIMATE WEL
WELD LABOR SKID | Weld Labor Skid | ULTIMATE WEL
WELD LABOR-15 GA SAMPLE POTS | (blank) | ULTIMATE WEL
WELD LABOR-4" STRAINER FAB | (blank) | ULTIMATE WEL
WELD LABOR-MODIFICATION | (blank) | ULTIMATE WEL
WELD LABOR-MODIFY 4" PIPE SPOOL | (blank) | ULTIMATE WEL
WELD LABOR-PIPE SPOOLS | (blank) | ULTIMATE WEL
WELD LABOR-PIPEFAB | (blank) | ULTIMATE WEL
WELD LABOR-PIPING | (blank) | ULTIMATE WEL
WELD LABOR-REISSUED ORDER | (blank) | ULTIMATE WEL
WELD LABOR-SKID | (blank) | ULTIMATE WEL
WELD LABOR-SKID FAB | (blank) | ULTIMATE WEL
WELD LIFTING LUGS | SCS yard work | ULTIMATE WEL
WELD MAP | Viking pump install | ULTIMATE WEL
WELD MATERIAL | All material on Quote # ODE33242 | ULTIMATE WEL
WELD MATERIAL & PIPE | All material on Quote #ODE21046 | INDUSTRIAL
WELD MATERIAL & PIPING | All material on Quote #ODE25128 | INDUSTRIAL
WELD MATERIAL 1 | ??? | INDUSTRIAL
WELD MATERIAL 2 | ???
WELD MATERIALS | All materials on Quote #ODE00170
WELD MODIFICATIONS | Top skid not welded to bottom, added braces for bolt up assembly | INDUSTRIAL
WELD PIPE | (blank) | ULTIMATE WEL
WELD PIPE - SAND FILTER | (blank) | ULTIMATE WEL
WELD PIPE 21311 | Weld PIpe | ULTIMATE WEL
WELD PIPE 21312 | Weld PIpe | ULTIMATE WEL
WELD PIPE 21522 | weld pipe 21522 | ULTIMATE WEL
WELD PIPE AND FITTINGS | ??? | ULTIMATE WEL
WELD PIPE LABOR | Weld Pipe Labor
WELD PIPE REVISION | (blank) | ULTIMATE WEL
WELD PIPE SPOOLS | ??? | ULTIMATE WEL
WELD REDUCER | 3" X 2" STD CONCENTRIC WELD REDUCER
WELD REVISION | All revisions made per Invoice #6687 | CITY PIPE
WELD REVISION #1 | (blank) | HAMILTON ENG
WELD SKID | (blank) | ULTIMATE WEL
WELD SKID # 2 | Weld Skid # 2 | ULTIMATE WEL
WELD SKID #1 | Weld Skid #1 | ULTIMATE WEL
WELD SKID #2 | Weld Skid #2 | ULTIMATE WEL
WELD SKID #3 | Weld Skid #3 | ULTIMATE WEL
WELD SKID #4 | Weld Skid #4 | ULTIMATE WEL
WELD SKID #5 | Weld Skid #5 | ULTIMATE WEL
WELD SKID 22065 | Weld Skid Delek Job# 22065-01 thru 06 | ULTIMATE WEL
WELD SKID 22467 | Weld Skid OXY Job# 22467-01 thru 06 | ULTIMATE WEL
WELD SKID 22561 | Medallion Job# 22561-01 thru 03 | ULTIMATE WEL
WELD SKID 22563 | Weld Skid Medallion Job# 22563-01 thru 04 | ULTIMATE WEL
WELD SKID 22569 | Weld Skid Medallion Job# 22569 | ULTIMATE WEL
WELD SKID 22583 | Weld Skid Medallion Job# 22583-01 thru 05 | ULTIMATE WEL
WELD SKID 22737 | Skid base | ULTIMATE WEL
WELD SKID LABOR | Weld Skid Labor | STRICKLAND
WELD SKID MEDALLION | Weld Medallion Skid Medallion Job# 22554-01 thru 04 | ULTIMATE WEL
WELD SKIDS | ??? | ULTIMATE WEL
WELD SPOOLS | Labor
WELD SUPPLIES | (blank) | ULTIMATE WEL
WELD SUPPLIES - STRAINER FAB | All materials on Quote #ODE07475 | INDUSTRIAL
WELD SUPPORTS | Weld Brackets | INDUSTRIAL
WELD TEE | 4" X 3" XHVY WELD TEE | ULTIMATE WEL
WELD TEE & FLANGE | All material on DT #025128301 | ULTIMATE WEL
WELD T-SUPPORTS | (blank) | CITY PIPE
WELDED 2" SCH40/STD BLACK PIPE | (blank) | CITY PIPE
WELDED TOLS ON STATIC MIXER | (blank) | CITY PIPE
WELDER | Repurpose piping/fabricate new spools/mount pump and bolt up piping | ULTIMATE WEL
WELDER & WELDER'S HELPER | Fabricate support legs for platforms/drill holes in handrails for mounting ladders | STRICKLAND
WELDER HELPER | Refab 4" piping for skid | STRICKLAND
WELDER/HELPER | Weld out supports on VRU skid | STRICKLAND
WELDER/WELDER HELPER | All services provided per Invoice 5598 | STRICKLAND
WELDING | Install TOLs in 4" and 6" blind flanges | STRICKLAND
WELDING 14" ENCLOSURE | Welding | STRICKLAND
WELDING LABOR | Welding Labor | STRICKLAND
WELDING LABOR 20196-02 | Welding Labor 20196-02 | STRICKLAND
WELDING LABOR 20197-01 | Welding Labor 20197-01 | ULTIMATE WEL
WELDING LABOR 20197-02 | Welding Labor 20197-02 | ULTIMATE WEL
WELDING LABOR 21126 | Welding Labor 21126 Weld Pipe, Skid and Seal Pot | ULTIMATE WEL
WELDING LABOR 21127 | Welding Labor for Piping, Skid and Seal Pot | ULTIMATE WEL
WELDING LABOR 21128 | Welding Labor for Piping, Skid and Seal Pot | ULTIMATE WEL
WELDING LABOR 21129 | Welding Labor 21129 Weld Pipe, Skid and Seal Pot | ULTIMATE WEL
WELDING LABOR AMPHITHEATER | Amphitheater 1232 on 7-8-20 made some random spools in my yard, 7-9-20 went to the field and finish welding spools to connect booster pump | ULTIMATE WEL
WELDING LABOR UNIVERSITY | University 2303 west on 7-13-20 went to the field made spools to connect the booster pump | ULTIMATE WEL
WELDING LABOR WEATHERBY | Weather Bee on 6-30-20 I weld 2'' 600# flanges on pipe so it can get Hydro in my yard , 7-7-20 went to the field and made some spools to connect a booster pump to the lact | ULTIMATE WEL
WELDING MATERIALS & FASTENERS | All material on Quote #ODE24263 | ULTIMATE WEL
WELDING MODIFICATIONS | Perform necessary cutting and welding to make modifications on proving skid | INDUSTRIAL
WELDING PROCEDURE SPECIFICATION | Charpy Impact Tests (Weld and HAZ) | STRICKLAND
WELDING QUALIFICATIONS | Welding/Welder Specs and Qualification for Ultimate Welding Welders per Inv# 6057 | HAMILTON ENG
WELDOLET | 12" X 1" BONNEY FORGE TAPER BORE DESIGN | HAMILTON ENG
WELKER 125 PSIG SAMPLER | Welker Part No: AWL3B22100 ESSENTIALS™ CRUDE OIL SAMPLER AWL-3B – 2-10 cc Nominal Adjustable Volume Regulator - 316/316L Stainless Steel - Viton Seals - ¾" MNPT Sample Probe Connection - ⅜" OD Probe Tubing x 10" Long - 24 V DC 3-Way Explosion Proof Solenoid Valve - MAOP 125 psig @ -20 to 120 °F | CITY PIPE
WELKER CRUDE OIL SAMPLER | Welker Part No: AWL3B22100 ESSENTIALS™ CRUDE OIL SAMPLER AWL-3B – 2-10 cc Nominal Adjustable Volume Regulator - 316/316L Stainless Steel - Viton Seals - ¾" MNPT Sample Probe Connection - ⅜" OD Probe Tubing x 10" Long - 24 V DC 3-Way Explosion Proof Solenoid Valve - MAOP 125 psig @ -20 to 120 °F | VANZANDT CON
WELKER LIQUID ELIMINATOR SAMPLE PROBE | WELKER LIQUID ELIMINATOR SAMPLE PROBE - LE-2SSKO- 316/316L Stainless Steel, Viton Seals, Copolymer Filter Element- �" MNPT Pipeline Connection- Up to 8" Insertion Length- �" or �" NPT Outlet connection (please specify)- Integrated Pitot Type Sample Probe- Integrated Isolation and Drain Valve- Automatically Sheds Liquids back to the Pipeline- MAOP 1440 psig @ -20 to 120 �FREF QUOTE #MC220531-SCS-331S-R1 | VANZANDT CON
WELKER SAMPLER | Welker Part No: AWL3B22100 ESSENTIALS™ CRUDE OIL SAMPLER AWL-3B – 2-10 cc Nominal Adjustable Volume Regulator - 316/316L Stainless Steel - Viton Seals - ¾" MNPT Sample Probe Connection - ⅜" OD Probe Tubing x 10" Long - 24 V DC 3-Way Explosion Proof Solenoid Valve - MAOP 125 psig @ -20 to 120 °F | ENVENT TECH
WELLMARK BACK PRESSURE VALVE | VAL 5555_4_20_DFG_B_N_10-80#_SS TUBING Spring 10-80 psi. | VANZANDT CON
WELLMARK BPV | 4" ANSI 150 Norriseal Wellmark Series 5555 back pressure valve, double seated (balanced), #10 topworks, Buna seals, 20-150 lbs spring range, stainless tubing | LEGACY FLOW
WEST DOCK EM | Job # 21109-10 Charge back to moms meals Quote # 0239476473 | LEGACY FLOW
WEST DURABLE LIGHT | DFS50-BRZ- 120D5K 150W LED EQUIVALENT | GRAYBAR
WESTIN 15-C | 21-23945 | GRAYBAR
WF GAL 8 X 8 X 31# X 20 | (1) 20' joint | FENDER
WH510-025027-121 | 2 150 RF CHECK VLV CS/SS INTEGRAL SEAT, NACE, API-6D | NORTH SHORE
WHEATLEY 6" 900# | VALVE, CHECK, SWING 6 IN (150 MM), FLANGED RING TYPE JOINT, WHEATLEY, 510, ANSI 900 (150 PN), 2250 PSI (155.1 BAR) MOP, BODY ASTM A216 WCC, A351 CF8M CLAPPER, A216 WCC SEAT, BUNA PC SEALS, BUNA PC BONNET SEAL, API 6D, NACE MRO175 2002,2250 PSI(155.1 BAR) @ ‐20 F (‐28.8 C), 2217 PSI(152.8 BAR) @ +250 F(+121.1 C),INTEGRAL SEAT | WHITCO SUPPL
WHEATLEY CHECK VALVE | 3” 600# Wheatley Check Valve w/ bolted Bonnet | MIDSTREAM VA
WHEATLEY CHECK VAVLE | VALVE, CHECK, SWING 2 IN (50 MM), FLANGED RAISED FACE, WHEATLEY, 510, ANSI 600 (100 PN), 1500 PSI (103.4 BAR) MOP, BODY ASTM A216 WCC, A351 CF8M CLAPPER, A216 WCC SEAT, BUNA PC SEALS,BUNA PC BONNET SEAL, API 6D, NACE MRO175, 1500 PSI (103.4 BAR) @ -20F (-28.8 C), 1477 PSI (101.8 BAR) @ +250 F(+121.1 C), INTEGRAL SEAT API 6FD, ASME B16.34 | EDGEN MURRAY
WHEATLEY VALVE, CHECK, SWING | VALVE, CHECK, SWING 4 IN (100 MM), FLANGED RAISED FACE, WHEATLEY, 510, ANSI 600 (100 PN), 1500 PSI (103.4 BAR) MOP, BODY ASTM A216 WCC, A351 CF8M CLAPPER, A216 WCC SEAT, BUNA PC SEALS,BUNA PC BONNET SEAL,API 6D, NACE MRO175 , 1500 PSI (103.4 BAR)@ ‐20F (‐28.8 C), 1477 PSI (101.8 BAR) @ +250 F(+121.1 C), INTEGRAL SEAT API 6FD, ASME B16.34 | MIDSTREAM VA
WHEEL 518362002 | WHEEL, N - NUMERAL W/ TARGET | MIDSTREAM VA
WHITE | 5 gallon kit of High Solids White NuStar Job# 21859 | FMC TECHNOLO
WHITE 21859 | 5 gallon kit of High Solids White Price includes supply chain charge NuStar Job# 21859 | THE SHERWIN
WHITE AEROSOL SPRAY PAINT | (blank) | THE SHERWIN
WHITE EL165WH4A ECT. TAPE | TEM VINYL ELEC TAPE 165,WHITE,3/4" X 60',100/CASE | THE SHERWIN
WHITE HARD HATS | Job # 21109-10 Charge back to moms meals | ELLIOTT ELEC
WHITE PAINT | 5 gallon kit of high solids white NuStar Job# 21318 and Delek Job# 21279 & 21338 | RAM TOOL
WHITE PANEL | White Panel 36" x 75" 9'4" L | THE SHERWIN
WHITE SPRAY PAINT | Touch-up White Spray Paint | BULLDOG STEE
WHITE WIRE 12G | White Wire 12G | BULLDOG STEE
WHITE-3/4X66FT TAPE | Job # 21109-10 3M 35-WHITE-3/4X66FT 7000006097 VINYL COLOR CODING TAPE 3/4IN X 66FT | ELLIOTT ELEC
WIDE TRACK UNITS | Qty 1 each unit 6892 8 ton wide track running gear Qty 1 each unit S-100 Standard tongue Qty. 4 each unit TW202 11Lx15 8 ply tire mounted on 8x15-6 bolt rim Saferack Job# 21506 & 21507 | REXEL
WIDEN PRO-FLO PUMP | WIL 02-11155 P220/AAPPP/VTS/VT/AVT/0697 1.0 Wilden Pro-Flo 02-11155 Metal Air Operated Double Diaphragm Pump, 1 in FPT x 3/4 in FPT, Aluminum/Viton, 56 gpm | HEARTLAND FA
WIEG WA-S100 1IN OT KO SEAL | AFE# 21207770 | ZONE INDUST
WIEG WA-S200 2-IN OT | Job # 21109-10 Charge back to moms meals | DEALERS
WIKA 0-200 PSIG | ??? | DEALERS
WIKA 1500 PSI | Wika 1500psi SS Case & SS Connection with 4" Face and 1/2" Bottom Connection. Endeavor 21362-01
WIKA GAUGES | WIKA Stainless Pressure Gauge 2.5", 300 PSI Liquid Filled, Bottom Connection | MCCARTY EQUI
WIKA GUAGE | WIKA Stainless Pressure Gauge 2.5", 300 PSI Liquid Filled, Bottom Connection | MCCARTY EQUI
WIL 02-11155 PUMP | WIL 02-11270 p220/aappp/vts/vt/atf/0677 | MCCARTY EQUI
WIL 02-11270 | Wilden Pro-Flo AODDs | ZONE INDUST
WIL 02-11270 PRO-FLO PUMP | WIL 02-11270 p220/aappp/vts/vt/atf/0677 | ZONE INDUST
WILDEN PRO-FLO | WIL 02-11270 p220/aappp/vts/vt/atf/0677 | ZONE INDUST
WILDEN PRO-FLO PUMP | WIL 02-11155 P220/AAPPP/VTS/VT/AVT/0697 1.0 Wilden Pro-Flo 02-11155 Metal Air Operated Double Diaphragm Pump, 1 in FPT x 3/4 in FPT, Aluminum/Viton, 56 gpm | ZONE INDUST
WILSON DRIVE REACH | 470254 | ZONE INDUST
WILSON DRIVE REACH FLEET | Wilson Drive Reach Fleet | FENDER
WINCH | GLW30 LOWERING WINCH | FENDER
WINDSHIELD REPLACEMENT | Windshield | CED/CAIN ELE
WINDSOCK | 10" WINDSOCK | BOYD'S AUTO
WIPES | WIPES, WYPALL WIPERS | JOHNSON TOOL
WIRE | WIRE VNTC, 16/1 POS 16AWG 1PR 600V CUT | TOMMY WHITE
WIRE #6 BLK | WIRE THHN-6-BLA-19STR-CUT LENGTH THHN; 600 V; 75 AMP AT 90 DEG D; CU; 6AWG COND; 19; NYL JKT; BLACK INSUL; OD 0.253 INCH: 90DEG C | SUMMIT
WIRE 10AWG | Wire 10AWG | SUMMIT
WIRE 16AWG | Wire 16AWG | SUMMIT
WIRE 2 | 1/2" LIQ-TITE-UA-CUT 1/2" GROUNDING WIRE | SUMMIT
WIRE 562954-16/1PR | 16/1 PAIR SHLD TC 600V | SUMMIT
WIRE 56303599-16/2PR | 16/2 PAIR SPOS TC-ER | CED/CAIN ELE
WIRE 56303799-16/4PR | 16-4PR SPOS TC-ER | CED/CAIN ELE
WIRE 6 | WIRE THHN-6-BLA-19STR-CU-500R THHN; 600 V; 75 AMP AT 90 DEG C; CU; 6 AWG COND; 19; NYL JKT; BLACK INSUL; OD 0.253 INCH; LENGTH 500 F | CED/CAIN ELE
WIRE 8 | WIRE THHN-8-BLA-19STR-CU-500 THHN; 600 V; 55 AMP AT 90 DEG C; CU; 8 AWG COND; 19; NYL JKT; BLACK INSUL; OD 0.216 INCH; LENGTH 500 FT | SUMMIT
WIRE AWG 4 | WIRE VNTC 16/4 OS 16 AWG 4 COND SHLD K2 | SUMMIT
WIRE BLACK | Wire Black | SUMMIT
WIRE BLUE | Wire Blue | ELLIOTT ELEC
WIRE BROWN | Wire Brown | ELLIOTT ELEC
WIRE CONNECTOR | Wire Connector | ELLIOTT ELEC
WIRE DLO 2/0AWG BLACK | WIRE DLO 2/0AWG BLACK | ELLIOTT ELEC
WIRE GRAY | Wire Gray | SUMMIT
WIRE GREEN | Wire Green | ELLIOTT ELEC
WIRE MARKER | Wire Marker | ELLIOTT ELEC
WIRE ORANGE | Wire Orange | ELLIOTT ELEC
WIRE RED | Wire Red | ELLIOTT ELEC
WIRE ROPE | 100' OF 3/8" 6X37 WIRE ROPE | ELLIOTT ELEC
WIRE SDT12/3 | 12-7R THHN TC CTRL CBL | TOMMY WHITE
WIRE THHN-2/0 | WIRE THHN-2/0-BLA-19STR-CU-CUT LENGTH THHN; 600 V; 195 AMP AT 90 DEG C; CU; 2/0 AWG COND; 19; NYL JKT; BLACK INSUL; OD 0.528 INCH: 9 | CED/CAIN ELE
WIRE THHN-2/0-BLA-19 | WIRE THHN-2/0-BLA-19STR-CU-CUT LENGTH THHN; 600 V; 195 AMP AT 90 DEG C; CU; 2/0 AWG COND; 19; NYL JKT; BLACK INSUL; OD 0.528 INCH: 9 | SUMMIT
WIRE THHN-2/0-GRE | WIRE THHN-2/0-GRE-19STR-CU-CUT LENGTH THHN; 600 V; 195 AMP AT 90 DEG C; CU; 2/0 AWG COND; 19; NYL JKT; GREEN INSUL; OD 0.528 INCH: 9 | SUMMIT
WIRE THHN-4-BLA-19STR-CU-500R | WIRE THHN-4-BLA-19STR-CU-500R THHN; 600 V; 95 AMP AT 90 DEG C; CU; 4 AWG COND; 19; NYL JKT; BLACK INSUL; OD 0.322 INCH; LENGTH 500 F | SUMMIT
WIRE THHN-500-BLA | WIRE THHN-500-BLA-37STR-CU-CUT LENGTH THHN; 600 V; 430 AMP AT 90 DEG C; CU; 500 KCMIL COND; 37; NYL JKT; BLACK INSUL; OD 0.938 INCH | SUMMIT
WIRE THHN-6-BLA | WIRE THHN-6-BLA-19STR-CU-CUT LENGTH THHN; 600 V; 75 AMP AT 90 DEG C; CU; 6 AWG COND; 19; NYL JKT; BLACK INSUL; OD 0.253 INCH: 90DEG C | SUMMIT
WIRE THHN-8-BLA-19STR | WIRE THHN-8-BLA-19STR-CU-CUT LENGTH THHN; 600 V; 55 AMP AT 90 DEG C; CU; 8 AWG COND; 19; NYL JKT; BLACK INSUL; OD 0.216 INCH: 90DEG | SUMMIT
WIRE VNTC | WIRE VNTC 16/24PR SPOS 16 AWG 24 PAIR SHLD CUT LENGTH | SUMMIT
WIRE VNTC 12/4 12 AWG 4 | WIRE VNTC 12/4 12 AWG 4 COND CUT LENGTH | SUMMIT
WIRE VNTC 14/12 TRAY | Job # 21109-10 Charge back to moms meals | SUMMIT
WIRE VNTC 14/12 TRAY 440EA | COP VNTC1412 WIRE VNTC-14/12 TRAY CABLE | REXEL
WIRE VNTC 16/1PR | WIRE VNTC 16/1PR POS 16 AWG 1 PAIR SHLD 600V CUT LENGTH | REXEL
WIRE VNTC 16/1PR POS | WIRE VNTC 16/1PR POS 16 AWG 1 PAIR SHLD 600V CUT LENGTH | SUMMIT
WIRE VNTC 16/3C SHLD | WIRE VNTC 16/3C SHLD M1/E1 600V TC-ER | SUMMIT
WIRE VNTC 16/6PR SPOS | WIRE VNTC 16/6PR SPOS 16 AWG 6 PAIR SHLD CUT LENGTH | SUMMIT
WIRE VNTC 16/7 16 AWG 7 | WIRE VNTC 16/7 16 AWG 7 COND CUT LENGTH | SUMMIT
WIRE VNTCG | WIRE VNTCG 10 AWG 3 COND W/GND CUT LENGTH | SUMMIT
WIRE VNTCG 10 AWG 3 COND | WIRE VNTCG 10 AWG 3 COND W/GND CUT LENGTH | SUMMIT
WIRE VNTCG 3/0 AWG 3 | WIRE VNTCG 3/0 AWG 3 COND W/GND CUT LENGTH | SUMMIT
WIRE VNTCG 350 | WIRE VNTCG 350 MCM 3 COND W/GND CUT LENGTH | SUMMIT
WIRE WAY END ONLY | Job # 21109-10 Charge back to moms meals | SUMMIT
WIRE WHITE | Wire White | DEALERS
WIRE XHHW-2/0-GRE | WIRE XHHW-2/0-GRE-19STR-CU-CUT LENGTH GREEN INSUL 600V COPPER 2/0 AWG 90C | ELLIOTT ELEC
WIRE XHHW-500-BLA-37 | WIRE XHHW-500-BLA-37STR-CU-1CL; 600V;CU; 500 KCMIL; 37 STR; BLACK; 90C | SUMMIT
WIRE YELLOW | Wire Yellow | SUMMIT
WIRE, FUSE | OSP | ELLIOTT ELEC
WIRED UNIT | Wiring Unit Marathon Job# 22163 | FENDER
WIRENUT | WIRENUT 74B YEL 100PC/BX | 3W ENERGY SE
WIRENUTS | Yellow Wire-Nutwire connectors for 18 to 12 AWG wire. | GRAYBAR
WIRING BOART, HART | Z30-9165-001 WIRING BOART, HART (706/JM4/R96) Whitewater Midstream | GRAYBAR
WKM 10" 150# | VALVE, BALL, TRUNNION, 10 IN (250 MM) X 10 IN (250 MM), FLANGED RAISED FACE, WKM, 370D6, ANSI 150 (20 PN), 290PSI (20 BAR) MOP, 245 PSI (17 BAR) MOP AT MAX TEMP, TRIM 24-YWF-23, CARBON STEEL BODY, 316SS/CF8M BALL, 316SS STEM, 316SS/CF8M SEAT, NYLON SEAT SEAL, FLUOROELASTOMER GLT SEALS, WORM GEAR OPERATOR WITH LOCK DEVICE LESS LOCK, API 607, API 6D, API 598, -15 F (-26 C) - +250 F (+121 C), LONG PATTERN - NACE | HATFIELD AND
WKM 12" 150# | VALVE, BALL, TRUNNION, 12 IN (300 MM) X 12 IN (300 MM), FLANGED RAISED FACE, WKM, 370D6, ANSI 150 (20 PN), 290 PSI (20 BAR) MOP, 215 PSI (15 BAR) MOP AT MAX TEMP, TRIM 24-TFF-23, CARBON STEEL BODY, CF8M/316 SS BALL, 316 SS STEM, CF8M/316 SS SEAT, MODIFIED TFE SEAT SEAL, HIGH FLUORINE FLUOROELASTOMER SEALS, WORM GEAR OPERATOR WITH LOCK DEVICE LESS LOCK, API 607, API 6D, API 598, 0 F (-18 C) - +300 F (+177 C), LONG PATTERN - NACE | MIDSTREAM VA
WKM 16" 150# | VALVE, BALL, TRUNNION, 16 IN (400 MM) X 16 IN (400 MM), FLANGED RAISED FACE, WKM, 370D6, ANSI 150 (50 PN), 290 PSI (20 BAR) MOP, 245 PSI (17 BAR) MOP AT MAX TEMP, TRIM 24-YRF-23, CARBON STEEL BODY, CF8M/316 SS BALL, 316 SS STEM, CF8M/316 SS SEAT, NYLON SEAT SEAL, HNBR SEALS, WORM GEAR OPERATOR WITH LOCK DEVICE LESS LOCK, API 607, API 6D, API 598, -20F (-29 C) - +250 F (+121 C), LONG PATTERN - NACE | MIDSTREAM VA
WKM 8" 150# | VALVE, BALL, TRUNNION, 8 IN (200 MM) X 8 IN (200 MM), FLANGED RAISED FACE, WKM, 370D6, ANSI 150 (20 PN), 290 PSI (20 BAR) MOP, 245 PSI (17 BAR) MOP AT MAX TEMP, TRIM 24-YWF-23, CARBON STEEL BODY, 316SS/CF8M BALL, 316SS STEM, 316SS/CF8M SEAT, NYLON SEAT SEAL, FLUOROELASTOMER GLT SEALS, WORM GEAR OPERATOR WITH LOCK DEVICE LESS LOCK, API 607, API 6D, API 598, -20 F (-29 C) - +250 F (+121 C), LONG PATTERN - NACE | MIDSTREAM VA
WKM MODEL 320-RFFE-24-TTF-24 | 2" 150# WKM Model 320-RFFE-24-TTF-24 | MIDSTREAM VA
WKM VALVE, BALL, FLOATING, 1 IN | VALVE, BALL, FLOATING, 1 IN (25 MM) X 1 IN (25 MM), FLANGED RAISED FACE, WKM 320F, ANSI 600 (100 PN), 1500 PSI (103 BAR) MOP, 750 PSI (52 BAR) MOP AT MAX TEMP, TRIM 24‐CTF‐23, CARBON STEEL BODY, 316/316L SS BALL, 316/316L SS STEM, HI‐PERFORMANCE PTFE SEAT, PTFE PACKING, WRENCH WITH LOCK DEVICE LESS LOCK, API 607, B16.34, ‐20 F (‐29 C) ‐ +300 F (+149 C), LONG PATTERN, ADJUSTABLE STEM PACKING ‐ NACE
WM161206NC | WM161206NC Rittal wallmnt enclosure, 16"x12"x6" Carbon St | MIDSTREAM VA
WM603612NC | WM603612NC WM 60X36X12 CARBON STEEL 7035 | THE PAINT
WM-712SLG | STRING KNIT, SMALL, GRAY POLY/COTTON HEAVY WT, 20 DZ/CASE | AWC, INC
WN RF FLANGE | 8" 150# WN RF STD FLANGE | AWC, INC
WNC.25Z | 1/4-20 WING NUTS ZINC | CITY PIPE
WOODS COUPLING FLANGE | ??? | STEELFAST
WORK ORDER #W0989728 | Making noises possible pulley or water pump
WORK ORDER 456555-004 | HYTORC Liongun-.25, electric torque gun 1/2", serial #163.000393 | SHOPPA'S
WORKSTATION CRANE | 1 Ton Workstation Crane Rated for Indoor Use CMAA Class C 22' 3" Bridge Span 28' long runway Freestanding legs at 22' Lift: 12 FT - 6 IN Push Bridge, Electric Hoist, Push Trolley Voltage: 110v / 1 Phase Hoist Speed: 8 FPM Chain Container Tagline Kit | JM TEST SYST
WP 1G VERT DECORATOR COVER | WP 1G VERT DECORATOR COVER | FIM CRANES
WP3100C | 2-3/4 1G WATERPROOF COVER | ELLIOTT ELEC
WP32 | SIEM WP32 18C 250AMP NEMA 3R BOX & COVER | ELLIOTT ELEC
WPB23 | WP BOX 1G 3 HOLE 1/2 | SUMMIT
WPB232 | WP box 2G 3-hole 1/2" | ELLIOTT ELEC
WPB33 | WP BOX 1G 3 HOLE 3/4 | ELLIOTT ELEC
WPB332 | WP BOX 2G 3 HOLE 3/4 | ELLIOTT ELEC
WPBD33 | WP DEEP BOX 1G 3 HOLE 3/4 | ELLIOTT ELEC
WPEX1 | 1G 1 EXTENSION RING 9.5 CU IN | ELLIOTT ELEC
WRENCH CALIBRATION | Certify: 3/4" Drive TQ | ELLIOTT ELEC
WTV ACTUATED CONTROL VALVE | 4 IN. CL600 RF FULL PORT FLOATING BALL VALVE, A216 WCB BODY, SS TRIM, PTFE SEAT, NACE MOUNTED TO A VALVCON LADCWX SERIES 3000 IN.LB ELECTRIC FAIL SAFE ACTUATOR W/ 4-20 MA OR 0-10VDC POSITION FEEDBACK, BATTERY BACK UP, 2 AUXILIARY LIMIT SWITCHES, NEMA 4, 4X,7 & 9, UNIVERSAL POWER, HOLDING BRAKE, HEATER/THERMOSTAT, HANDWHEEL OVERRIDE, VISUAL INDICATOR, MOUNTING BRACKET & COUPLER FULLY ASSEMBLED & TESTED | JM TEST SYST
WW PEWWE200-9-449T-BB-IB | PEWWE200-9-449T $15,039.89ea currently 5 in stock Mods 10-15 days Roller Bearing to Ball Bearing $1145.00ea IB mod for ODE $2310.00ea | VANZANDT CON
WWCP201 | CORROSION PROTECTION TAPE,100FT X 2IN X .01 | WWE HOLDING
X 3 3/4 CAD STUD | (blank) | ELLIOTT ELEC
X 5 1/2 CAD STUD | (blank) | CITY PIPE
X*363612SCP | X*363612SCP 36 X 36 X 12 N1 | CITY PIPE
X*70344834 MC187342 | X*70344834 MC187342 | SURE SHOT
X*EMT075 | EMT 3/4" CONDUIT | DEALERS
X*EMT100 | EMT 1" CONDUIT | DEALERS
X*EMT200 | EMT 2" CONDUIT | DEALERS
X*EMT300 | X*EMT300 CONDUIT 3" EMT | DEALERS
X*LT075SS316 | X*LT075SS316 LIQUIT TIGHT 3/4 SS CONN | DEALERS
X*LT90075SS316 | X*LT90075SS316 LIQUIT TIGHT 3/4-90DEGREE CONN | DEALERS
X2500 ACTUATOR | X2500-PS120-EPB SMARTSTEP ACTUATOR 120V W/SUPERCAP | DEALERS
X2500-PS120 | X2500-PS120-EPB 2500 ACT W/SMART STEP 120VAC LEFT HAND ENTRY, 1 WIRE | DEALERS
X2500-PSUNI-EPB | SmartStep X2500 - 2500 in/lbs - Universal Voltage Input - w/SuperCap | HATFIELD AND
X37 | 1" X FM7 | HATFIELD AND
X5000-PSUNI-EPB | X5000-PSUNI-EPB SMARTSTEP 5000 SUPERCAP W/ 24 VDC & 100-240 VAC | HATFIELD AND
X57 | CRS-H X57 1-1/2 X CONDUIT BODY X; GALV ALUM ACRYLIC PAINTED FERALOY[R] IRON ALLOY BODY, SS CVR SCR; THRD INSTAL; FORM 7; SIDE ACCESS | ELLIOTT ELEC
X920006 | Lube Oil Day Tank Breather Assembly. | HATFIELD AND
XC ETHERNET OPTION CARD | XC ETHERNET OPTION CARD | SUMMIT
XCTRL | XCTRL XCTRL SMART STEP CONTROLLER MODULE | HI PLAINS
XE2640A/8BFVB&C | XE-2640A TRIAC EXPLOSION PROOF ELECTRIC ACTUATOR, 2640 IN-LBS, 26 SECOND OPERATION, 24VAC/1PH & 24VDC, ON-OFF CONTROL, COMPARTMENT HEATER & THERMOSTAT, (2) AUXILIARY LIMIT SWITCHES WITH 4 INDEPENDENT CAMS, (2) TORQUE SWITCHES, DIECAST ANODIZED ALUMINUM POLYESTER COATED CONSTRUCTION, CLASS F EXTENDED DUTY FAN MOTOR, MANUAL OVERRIDE, (2) 3/4" NPT CONDUIT CONNECTIONS, F10/F12 ISO MOUNTING PAD, 27MM (1.063) STAR OUTPUT DRIVE, ATEX / IECEX II 2G EX D IIB T4, GB, IP67 COLOR-YELLOW COMPLETE W/ BRACKET AND COUPLER TO FIT CUSTOMER OWNED 8” ABZ CL150 BFV To be mounted on Customer furnished ABZ 8'' 150# HPBV | AWC, INC
XF1C-41RCW-S0-1-2-2-N-1HP1800 | Sliding Vane Pump, Ductile Iron Construction, Steel/FKM/Carbon/FKM(SVCV) Mechanical Seals, External Ball Bearings, Standard Relief Valve with 36-65PSIG Spring Range, Single Ended-Keyed Shaft, 1" NPT Tapped Ports, FKM O-Rings, Single Ended-Keyed Shaft Right-Hand CW Rotation, Coupled to 1HP 230/460/3/60 1800RPM TEFC Motor and Mounted on a base plate | HATFIELD AND
XH FLANGE | 6 150 XH rfwn flange | VANZANDT CON
XH NIPPLE | NIPPLE- 1 X 3 XH BLK CS SMLS TBE | ODESSA PUMPS
XH PIPE | 6" X .432 SMLS A53/API5L/A106 GR B/X-42 PEB SRL | TORO COMPLET
XH RED TEE | 4 X 3 XH RED TEE | CITY PIPE
XH SWAGE | SWAGE- THD 1-1/2 X 1 XH | TORO COMPLET
XHD31A-CON | BATTERY, GROUP 31, 1000 CCA | INDUSTRIAL
XHHW-1/0-GRE-19STR 140EA | Job # 21696-01 WIRE XHHW-1/0-GRE-19STR-CU-CUT LENGTH GREEN INSUL 600V COPPER 1/0 AWG 90C | CITY PIPE
XHHW-350-BLA-37STR-CU-CUT | WIRE XHHW-350-BLA-37STR-CU-1CL; 600V;CU; 350 KCMIL; 37 STR; BLACK; 90C Marathon Job# 22163 | SHOPPA'S
XL GLOVES | XL Gloves | SUMMIT
XL PAINT COVERALLS | -5765748 | SUMMIT
XL1.06SBA-02 6" SEAL | XL1.06SBA-02 6" SEAL BLOCK ASSEMBLY - VITON GFLT INCLUDES: (1) SEAL BLOCK, PTFE/GRAPHITE (2) PRODUCT SEAL O-RINGS (1) CAN OF GREASE (1) GREASE APPLICATING BRUSH | THE PAINT
XL1.06SRK-01 | XL1.06SRK-01 6" SWIVEL REBUILD KIT - BUNA INCLUDES: (1) Inner Bearing Dust seal (1) Outer Bearing Dust Seal (1) Ball Plug & O-Ring (50) Ball Bearings (1) GREASE CANNISTER (1) GREASE APPLICATOR (1) Zerk Fitting (1) Grease Relief Port | THE SHERWIN
XPOSD150C-4-KC-20FT | XPOSD150C-4-KC-20FT 4" X 20FT XPOSD KC CRIMPED | EXCEL LOADIN
XRAY | 2 Person Crew - 5 Hours | EXCEL LOADIN
X-RAY | X-Ray
XRAY - REWORK | ??? | SURE SHOT
XT0B100GC1 OVERLOADS | XT0B100GC1 overloads
XT0B125GC1 OVERLOADS | XT0B125GC1 overloads | HATFIELD AND
XT-2500-PS120 | XT-2500-PS120 UPDATE SYSTEMS OLD STYLE SMART ACTUATOR, 120VAC | DSI
XT-411L | Ruffneck Thermostat/ REmote | DSI
XT-411L RUFFNECK THERMOSTAT | XT-411L RUFFNECK THERMOSTAT | ELLIOTT ELEC
XTCE015B10A | CONTACTOR 3P FVNR 15A FRAME B 1NO 110/50 120/60 CO | ELLIOTT ELEC
XTCE095F STARTERS | XTCE095F starters with 120vac coil and XTCEXFBG11 NO/NC contacts | ELLIOTT ELEC
XTCE115G STARTERS | XTCE115G starters with 120vac coil and XTCEXFBG11 NO/NC contacts | ELLIOTT ELEC
XX0312X0200 | 3/4" X 2.0" ROUND NIPPLE 316SS, SCHD 80 | ELLIOTT ELEC
XXH NIPPLE | NIPPLE- 2 X 12 XXH BLK CS SMLS TBE | SPECIALTY EQ
Y11ASCP420R580-AG | CHANGEOVER CGA580 STAINLESS STEEL TWO CYLINDER AS ENCLOSED 3000/200 1X1 36" HOSE | CITY PIPE
YA342N | BURNDY YA342N LUG, 1/2 INCH STUDS 500 MCM STRANDED COPPER, LONG BARREL,COMPRESSION, UNINSUL. | CITY PIPE
YAK2 | Electro/Pneumatic Valve Controller (I/P) 6-30 PSIG, 4-20mA, XP Housing | AIRGAS USA
YAK2 4-20MA | YAK2 4-20MA 6-30PSI, 950-AEAE | SUMMIT
YASKAWA P1000 | Description 480 V., 240 A., 200 HP, Circuit Breaker (std AIC) = E, 50° C Ambient = 4 Yaskawa P1000 Configured - NEMA 3R P1C3B240PE4TY | KIMRAY INC.
YEL WIRE | THHN/THWN-2 19 STR 600V 90DEG CU | KIMRAY INC.
YELLOW CAD STUD | 5/8in x 3-3/4in CAD PLATED B7 2H NUTS EA | BRANDON & CL
YELLOW ELECTRICAL TAPE | Yellow Electrical Tape | GRAYBAR
YELLOW PIPE DOPE | #5 1PT BTC RECT PIPE THD #187-25431 | MCCARTY EQUI
YELLOW THREAD TAPE | ??? | ELLIOTT ELEC
YELLOW WEATHERCAP | 506-0551 YELLOW WEATHERCAP | JET SPECIALT
YELLOW WIRE | THHN/THWN-2 19 STR 600V 90DEG CU
YELLOW-3/4X66FT VI | Job # 21109-10 3M 35-YELLOW-3/4X66FT 7000006096 VINYL COLOR CODING TAPE 3/4IN X 66FT | DRAGON PROD
YOKE BOLT UNIT | PN 2000169694, Yoke Bolt Unit; includes bolt and rt and lft. nuts, $783.00 each | GRAYBAR
YOKO TIT | TRX/CL24/D25/S316/-WSPT14-PIPE-FLAT[LH2NS] Non-Isolated, PC-Programmable Temperature Transmitter (Standard) 24-Inch Wire Jacket and Spring Length plus 6-8" Lead Wires 0.25" Diameter (Standard) Stainless Steel 316 (Standard) Standard Temp., Pt 385 RTD; 4-Wire; 100 ohm (450 Deg F max.) Surface Pipe Mount holds Enclosure with Two Pipe Clamps Flat Surface on the WORM Sheath Tip Aluminum Body with Aluminum Cap, Explosion-Proof/Flameproof Medallion 22415-01 | REXEL
YOKOGAWA | ??? | JAMISON PROD
YOKOGAWA INSTRUMENT MANIFOLD VALVE | P2/M4W4TV2XEL 1/2" MNPT X 1/2" FNPT Teflon Packing 316LSS 10k PSIG Max Pressure Bleed Plug Included Meets NACE Standards | GK TECHSTAR
YOKOGAWA PRESSURE TRANSMITTER | EJA530E-JCS7N-012EL/FU1/D1 Yokogawa DPharp Digital Direct Mount Gauge Pressure Transmitter * 2 Wire, 24 VDC Loop Powered * Standard CE Mark * SIL II Certified -J= 4-20 mADC Output w/ HART 5/7 Protocol C= 0-72.5 To 0-1450 PSI Min/Max Span S= Hastelloy C Diaphragm/316SS Flanges 7= 0.5" MNPT Process Connection 1= Cast-aluminum Alloy Amp Housing 2= 1/2" FNPT Electrical Conn./2 Ports E= W/LCD Digital Indicator w/Range Switch L= 316SS 2" Pipe Mount Bracket FU1= Combined /FF1 and /FS1 D1= Unit of MWP on DP expressed in psi RANGED: 0-800 PSIG
YOKOGAWA RTD TEMPERATURE SENSOR ASSEMBLY | SEN1/JL24/D25/S316/WSPT14-.06(SEN) One Complete Worm Sensor Assembly 24" Wire Jacket & Spring Length + 6-8" Lead Wires 0.25" Sensor Diameter 316 Stainless Steel Material PT385 RTD, 4-Wire, 100 Ohm (450°F Max) Class "A" High-Accuracy RTD Sensor | GK TECHSTAR
YOKOGAWA TEMP TRANSMITTER | ??? | GK TECHSTAR
YOKOGAWA THERMOWELL | S4D04(1/4)08 Thermowell: Standard Duty Threaded (NPT) - 0.260 Bore * 316 Stainless Steel * 3/4 Inch NPT Pipe Size * S Dimension: 4(1/4) Inches * U Dimension: 2(3/4) Inches | GK TECHSTAR
YOKOGAWA THERMOWELL W/CAP & CHAIN | S4D04(1/4)08C8 Thermowell: Standard Duty Threaded (NPT) - 0.260 Bore * 316 Stainless Steel * 3/4 Inch NPT Pipe Size * S Dimension: 4(1/4) Inches * U Dimension: 2(3/4) Inches * 316 SS Cap and Chain
YOKOGAWA TRANSMITTER | ??? | GK TECHSTAR
YOKOGAWA TRANSMITTER 0-1450 | ??? | GK TECHSTAR
YOKOGAWA TRANSMITTER 0-1500 | ???
YOKOGAWA TRANSMITTERS | ???
YOKOGAWA UNION NIPPLE - TEMP SENSOR/TRANSMITTER | 233-806-00 2.5-In. Nipple, Union, Nipple
YS61CS-1“-1/16”P | TITAN 1“ Y STRAINER 150# CARBON STEEL BODY FLANGED WITH .062” PERF 304SS SCREEN
YS61CS-1-1/2" | Titan YS61CS-1-1/2" RF Flanged End Y-Strainer, Carbon Steel Body, Bolted Lid and a Standard 1/16" PERF, 304SS Screen Installed | GK TECHSTAR
YS61CS-2"-1/16"P | Titan 2" Y-Strainer 150# Carbon Steel Body Flanged with .062" PERF 304 SS Screen | EGGELHOF, IN
YS80TSS-1/2" | Titan 1/2" Threaded 800# PSI Full S.S. Y Strainer with 1/16" PERF Screen | EGGELHOF, IN
YS81-C0100 | 1" NPT, Carbon /SS. Y-Strainer, ASTM A216 GR. WCB Carbon Steel Body & Bushing, 304SS Screen, (1/16" OPENING), 1" NPT Blow Off Connection, 1480 PSI W.O.G. At 100 F. | EGGELHOF, IN
YS81C0150 | 1.5"Y-Strainer; 1.5" NPT; C.STL. Class 600; 304SS 1/16" PERF | EGGELHOF, IN
YS81-CS0050 | Y-STRAINER, 1/2" NPT, CARBON STEEL, 304SS 1/16"PERF SCREEN | BRICE CO
Y-STRAINER | 2" 400# THD CI BODY 1/8 PERF SCREEN MUELLER | BRICE CO
YZ DOC-MTR | YZ DOC-MTR | BRICE CO
YZ DS-500 | YZ Model DS-500 Pressure Cylinders | MILTON ROY L
YZ HYDRAULIC SAMPLER | YZ Model PNR-2S-5PL-1A Light Liquids Hydraulic Sampler | MILTON ROY L
YZ MODEL C5-0055 2" RF | YZ Model C5-0055 2" RF ANSI 600# Flanged Probe | MILTON ROY L
YZ MODEL C5-0055(6) | YZ Model C5-0055(6) | MILTON ROY L
YZ MODEL C5-0056 | ??? | MILTON ROY L
YZ MODEL DS-500 | YZ Model DS-500
YZ MODEL KK-1 | YZ Model KK-1 | MILTON ROY L
YZ MODEL KK-1 CASE | YZ Model KK-1 Carrying Case | MILTON ROY L
YZ MODEL PNR-2S-3P-1A | ??? | MILTON ROY L
YZ MODEL PNR-2S-5H-1B | Light Liquid Hydraulic Skid Mounted Sample System, featuring: One (1) YZ Model PNR-2 pipeline mounted sample Pump Featuring: o hydraulic actuated o adjustable, 0 - 1.8 cc's per stroke o positive displacement o all stainless steel o 2100 PSIG rated working pressure o NO PROBE One (1) 5 Gallon Sample Vessel Featuring: o carbon steel construction o 1800 psi working pressure o full length, magnetic volume scale o power mixer system o free floating piston constant pressure design o hydraulic actuated pump and mixer One (1) Electronic Control Unit Featuring: o time delay relay (one pulse [square wave dry contact]/one pump stroke) o explosion proof enclosure o 120 VAC/60Hz o Class 1, Division 1, Group C&D service One (1) Carbon Steel Mounted Featuring: o mounting of previously listed equipment o coated with two-layer, polyurethane enamel exterior coating system
YZ MODEL PNR-2S-5PL-1A | YZ Model PNR-2S-5PL-1A | MILTON ROY L
YZ PROBE | YZ Model C5-0056, PNR/CNR 3/4" Probe WHITEWATER 20517 & 20518 | MILTON ROY L
YZ SAMPLER | PNR-2S-5HL-1B LIGHT LIQUID HYDRAULIC SKID MOUNTED SAMPLE SYSTEM (1) PNR-2 PIPELINE MOUNTED SAMPLE PUMP: HYDRAULIC ACTUATED, 0-1.8 CC/STROKE, POSITIVE DISPLACEMENT, SS, 2100 PSIG MAWP (1) 5 GALLON SAMPLE VESSEL: CS, 1800 PSIG MAWP, FULL LENGTH - MAGNETIC VOLUME SCALE, POWER MIXER SYSTEM, FREE FLOATING PISTON CONSTANT PRESSURE DESIGN, HYD ACTUATED PUMP & MIXER (1) ELECTRONIC CONTROL UNIT: TIME DELAY RELAY, XP ENCLOSURE, 120 VAC, CL I, DIV I, GROUPS C&D (1) CS SKID, COATED W/2 LAYER POLYURETHANE ENAMEL (1) LEVEL MONITOR W/I.S. BARRIER FOR 5 GAL RECEIVER REFER TO QUOTE 030222-7.TL | D&D DESIGN
YZ SAMPLER PROBE | ??? | MILTON ROY L
YZ SAMPLER PROBE ASSEMBLY | YZ MODEL C5-0056 PNR/CNR ¾” PROBE ASSEMBLY REFER TO QUOTE 030222-7.TL
Z400 | KEN-56S-55 56 Stand for 55 Gallon Drum | MILTON ROY L
ZINC | 18412 ZINC SPRAY | UP&S, INC
ZINC CLAD 3 | Zinc Clad 3 | ELLIOTT ELEC
ZINC CLAD III | ZINC CLAD III 3.25G Kits | THE SHERWIN
ZINC CLAD IV | 5 gallon kit of Zinc Clad IV ( sales number – 620215616 ) | THE SHERWIN
ZINC FLAT WASHER | 5/8 USS FLAT STEEL WASHER ZINC CLEAR ZINC PLATED | THE SHERWIN
ZINC LOCK NUT | 5/8-11 NYLON INSERT LOCK NUT COARSE THREAD CLEAR ZINC | CITY PIPE
ZINC SPRAY | Zinc Spray | CITY PIPE
ZINC SPRAY CANS | CRC 18412 ZINCIT GALVANIZED COATING 13OZ | ELLIOTT ELEC
ZL-8000-004000-01 | ZOLL AED Plus w Cover, CPR-D-pad, 10 CR123a Batt and Carry Case | SUMMIT
ZOLL AED PLUS W COVER | ZOLL AED Plus w Cover, CPR-D-pad, 10 | THE PAINT
ZONE 1017550 | Pump: Peerless 8196 ANSI 3x4-10 MTP, DI/SS Impeller: 7.43" Motor: 30HP 3600RPM TEFC 3-Phase Seal: 1.750" Single Cartridge, C/SC/Viton/316SS Coupling: Woods with Spacer Guard: Aluminum Non-Sparking Skid Mounted on Channel Steel. Conditions: 600BPH @ 70PSI -- 41 API Crude Oil. Endeavor 22612-01 | THE PAINT
ZONE 1017550 #2 | Pump: Peerless 8196 ANSI 3x4-10 MTP, DI/SS Impeller: 8.59" Motor: 50HP 3600RPM TEFC 3-Phase Seal: 1.750" Single Cartridge, C/SC/Viton/316SS Coupling: Woods with Spacer Guard: Aluminum Non-Sparking Skid Mounted on Channel Steel. Conditions: 800BPH @ 95PSI -- 41 API Crude Oil. Endeavor 22613-01 | ZONE INDUST
ZONE 10K PUMP | Pump: Curflo ANSI 3x1.5-13 MTP, DI/SS Impeller: 11.25" Motor: 75HP 3600RPM TEFC 3-Phase, Cl I Div II Seal: 1.750" Single Cartridge, C/SC/Viton/316SS Coupling: Woods with Spacer Guard: Aluminum Non-Sparking Skid Mounted on Channel Steel | ZONE INDUST
ZONE 12K PUMP | Pump: Curflo ANSI 3x1.5-13 MTP, DI/SS Impeller: 12.25" Motor: 100HP 3600RPM TEFC 3-Phase, Cl I Div II Seal: 1.750" Single Cartridge, C/SC/Viton/316SS Coupling: Woods with Spacer Guard: Aluminum Non-Sparking Skid Mounted on Channel Steel | ZONE INDUST
ZONE CHARGE PUMP | Pump: Ruhrpumpen CPO ANSI 3x2-8 DI/SS Impeller: 7.64" Seal: 1.750" Single Cartridge, C/SC/316SS/Viton Motor: Toshiba EQP 25HP 3600RPM TEFC 3-Phase, 284TS Coupling: Woods with Spacer Guard: Aluminum Non-Sparking Skid Mounted on Channel Steel Yukon Exploration 20427-01 | ZONE INDUST
ZONE GOULDS | Skidded Pump and Motor Package Conditions of Service: Rate:336 gpm Pressure:155 TDH Fluid: Crude S.G.:0.82 Pump: Goulds 3196 ANSI 3x4-13 MT DS Impeller: 11.8125 Seal: Single Cartridge Aflas seal Motor: 30hp 1800RPM TEFC Coupling: TB Woods Guard: Barrel Style Skid Mounted on 18 x 58 channel steel. | ZONE INDUST
ZONE GOULDS 3196 | Pump: Goulds 3196 ANSI 1x1.5-8 ST SS Impeller: FULL Seal: Single Cartridge Aflas seal Motor: 20hp 3600RPM TEFC Coupling: TB Woods Guard: Barrel Style Skid Mounted on 15 x 48 channel steel. Marathon Tornado 24896-01 | ZONE INDUST
ZONE PUMP | Conditions: 10,000BPD @ 60PSI -- 50API Crude Oil Pump: Sulzer ANSI CPE24-2 3x2-13, Ductile Iron Impeller: 12.50" Seal: 1.875" Single Cartridge, C/SC/Viton/316SS Motor: 25HP 1800RPM TEFC 3-Phase Coupling: Woods with Spacer Guard: Aluminum Non-Sparking Skid Mounted on Channel Steel Quote 1015863 | ZONE INDUST
ZONE PUMP* | Conditions: 10,000BPD @ 60PSI -- 50API Crude Oil Pump: Sulzer ANSI CPE24-2 3x2-13, Ductile Iron Impeller: 12.50" Seal: 1.875" Single Cartridge, C/SC/Viton/316SS Motor: 25HP 1800RPM TEFC 3-Phase Coupling: Woods with Spacer Guard: Aluminum Non-Sparking Skid Mounted on Channel Steel Quote 1015863 | ZONE INDUST
ZONE RUHRPUMPEN | Pump: Ruhrpumpen CPO ANSI 3x2-8 316SS Impeller: 7.64" Seal: AES 1.750" Single Cartridge, C/SC/316SS/AFLAS Motor: 5HP 1800RPM TEFC 3-Phase, 184T Coupling: Woods with Spacer Guard: Aluminum Non-Sparking Barrel Type Skid Mounted on Channel Steel 15"x45" Conditions: 4,000BPD @ 20-25PSI -- Salt Water, 1.05SG Used Vermilion 21451-01 & 02 | ZONE INDUST
ZONE UPGRADE | Order# 1014527 4/12/2022 Field Service Work - Drive to Location in Midland Area (Estimated 70 miles RT) - Tear Down Summit 1.5x3-13 - Install Zone Supplied AES Single Seal. (customer to verify SB bore Size) - Install Zone Supplied Summit Impeller Trimmed to 10.33" - Install new case and impeller gaskets - Fill bearing housing with oil - Reinstall pump ****Any Addition work to the power end not included in pricing FIRST TRIP - DTL, FILLED JSA AND APPLIED L.O.T.O. DISASSEMBLED UNIT AND INSPECTED, RUNOUT AND INPLAY GOOD. CLEANED INTERNALS AND EXTERNALS, INSTALLED NEW SEAL ALONG WITH VOLUTE GASKET AND IMPELLER ORING. REASSEMBLED UNIT WITH NEW TRIMMED IMPELLER(10.375”) AND BOLTED UP. ALIGNED UNIT AND SET SEAL. PRIMED UNIT AND TEST RAN, NO LEAKS OR ISSUES MECHANICALLY. UNIT HAS GAINED SOME FLOW RATE BUT NOT QUITE WHAT CUSTOMER WAS EXPECTING. CUSTOMER STATED HE WOULD MONITOR AND ASSESS UNIT ACCORDINGLY. PLACED UNIT BACK INTO NORMAL OPERATIONS. SECOND TRIP CUSTOMER WANTED US TO TAKE READINGS ON THE MOTORS RPM TO ASSURE THEM IT WAS ACTUALLY OUTPUTING THE CORRECT AMOUNT OF RPMS. ARRIVED TO LOCATION AND TOOK RPM READINGS, READINGS SHOW THE UNIT RUNNING AT 3580 RPM. INFORMED THE CUSTOMER I COULD ADJUST THE IMPELLER TO POSSIBLY GAIN A LITTLE MORE OF A FLOW RATE, CUSTOMER AGREED. ADJUSTED IMPELLER FORWARD AND SET, TEST RAN UNIT AND WE NOW HAVE A FLOW RATE OF 505BPH AS OPPOSED TO THE 460BPH PRIOR. CUSTOMER DID STATE THAT WOULD BE OK FOR NOW BUT ONCE MORE WELLS CAME ONLINE THAT THEY WOULD NEED TO UP THE FLOW RATE. THE API SHOWS TO BE 43% AT THE MOMENT. THE TANKS ARE 20FT TAKES AND THE CUSTOMER KEEPS ABOUT 16FT OF HEAD. THE STRAINER WAS CHECKED AND FOUND A LITTLE DEBRIS BUT NOTHING TO SIGNIFICANT. THE SUCTION LINE ISNT EXACTLY A STRAIGHT FROM THE TANK DESIGN AND HAS ITS SHARE OF LENGHTY TRAVEL ALONG WITH SOME BENDS THAT DO CONTRIBUTE TO RESTRICTION IN FLOW. CUSTOMER DID STATE THEY WOULD MONITOR AND LET US KNOW IF WE COUKLD FURTHER ASSIST THEM. LEFT UNIT ON AUTO PER CUSTOMER. Order Note: MECHANIC: ADRIAN SANCHEZ SCS CONTACT RODNEY MURRAY 96M101M-316SS Summit 1.5x3-13 Impeller, 11.375" Trim IMPELLER TRIM 3AVCS14V01 EA 676.82 676.82 1.0 AES 1.75" Standard Bore C Vs SC Viton | ZONE INDUST
ZP0254 | ??? | ZONE INDUST
ZSI S-1006S | ZSI S-1006S HST06T 3/8" TUBE STAUFF CLAMP
ZSI S-2008S | ZSI S-2008S 1/2" BETA TUBE CLAMP S2008S | GT SOUTHWEST
ZSI S-3016S | ZSI S-3016S 1" TUBING STAUFF CLAMP | GT SOUTHWEST
ZSI S-5024S | ZSI S-5024S 1 1/2"" Tube Clamp | GT SOUTHWEST
| Flange Material ¦ Drain Vent ¦ Bolting: Assemble to Model 306 Integral Manifold A - Transmitter Output: 4-20 mA with digital signal based on HART protocol 1A - Housing Style ¦ Material ¦ Conduit Entry Size: PlantWeb housing ¦ Aluminum ¦ 1/2-14 NPT DA2 - PlantWeb Diagnostic Functionality: Advanced HART Diagnostics Suite B4 - Mounting Bracket: Bracket, all SST, 2-in. pipe and panel E5 - Product Certifications: USA Explosion-proof, Dust Ignition-proof Y2 - Standard Tagging Alternate Composition: 316SST Nameplate, Top Tag, Wire-on Tag, and Fasteners M5 - Display Type: PlantWeb LCD Display Q4 - Calibration Certification: Calibration certificate T1 - Transient Protection: Transient terminal block HR7 - HART Revision Configuration: Configured for HART Revision 7 PIT-1901B 0 to 150 PSI PIT-1911B 0 to 150 PSI PIT-1921B 0 to 150 PSI PIT-1931B 0 to 150 PSI PIT-1901C 0 to 150 PSI PIT-1911C 0 to 150 PSI PIT-1921C 0 to 150 PSI PIT-1931C 0 to 150 PSI PIT-1901D 0 to 200 PSI PIT-1911D 0 to 200 PSI PIT-1921D 0 to 200 PSI PIT-1931D 0 to 200 PSI PIT-1901E 0 to 200 PSI PIT-1911E 0 to 200 PSI PIT-1921E 0 to 200 PSI PIT-1931E 0 to 200 PSI PIT-1902A 0 to 300 PSI PIT-1912A 0 to 300 PSI PIT-1922A 0 to 300 PSI PIT-1932A 0 to 300 PSI PIT-1902B 0 to 300 PSI PIT-1912B 0 to 300 PSI PIT-1922B 0 to 300 PSI PIT-1932B 0 to 300 PSI PIT-1902C 0 to 300 PSI PIT-1912C 0 to 300 PSI PIT-1922C 0 to 300 PSI PIT-1932C 0 to 300 PSI PIT-1902D 0 to 300 PSI PIT-1912D 0 to 300 PSI PIT-1922D 0 to 300 PSI PIT-1932D 0 to 300 PSI | GT SOUTHWEST

## Sample Extract
Product Code | Product Group | PartNo | Description | Vendor | Size | Length | Height | Flange Class | Pipe Class | Manufacturer | Connection Type 1 | Connection Type 2 | Product Type | Body Material | Trim Material | Seat/Elastomer material | NACE (Y/N) | Fireproof (Y/N) | API (Y/N) | ASME (Y/N) | Operation | Mfr Model Number | Vendor Material Number | Meter Type | Perforation Size | Orifice Diameter | Pump Type | Horsepower | RPM | Phase | Voltage | Hertz | Class 1 Division | NEMA | Specific Gravity | Pressure | Flow Rate | Temperature | Other
01 - PUMPS | PUMPS | VIKING GB-41445 | Viking Pump model GB-41445 ductile iron spur gear pump with a single component mechanical seal with carbon/silicon carbide faces and FKM elastomers, no internal relief valve, and 3" SAE J518 Code 61 ports with SAE to weld neck flange adapters included. Pump is driven by a 100hp, 1,775 rpm, inverter duty Class 1, Div 2, Group D electric motor (230/460V/3ph/60Hz). Pump and motor will be mounted on a painted steel baseplate , spacer coupling and non-sparking coupling guard included. Reference the technical data packet for flow, pressure, and NPSHr details. Pump is designed for 200psi maximum inlet pressure. CW pump rotation. | VIKING PUMP | 3 |  |  |  |  | VIKING PUMP | WN |  |  |  |  | FKM | [6 empty] | GB-41445 |  |  |  | Gear | 100 | 1775 | 3 | 460 | 60 | Y | [5 empty] | Clockwise
|  | 6X4-17 CHARGE PUMP | Griswald 811XL 6x4-17, ductile iron pumps w/ 15.89” impeller & single cartridge seal. Driven by a 40HP, 1200RPM, 3PH, TEFC, Teco-Westinghouse motor. Mounted on steel channel base and complete w/ 5PC spacer coupling and approved guard Also includes 316SS Volute | ODESSA PUMPS | [5 empty] | Griswald | [12 empty] | 811XL 6x4-17 |  |  |  | Centrifugal | 40 | 1200 | 3
Note on F1: [Threaded comment] Your version of Excel allows you to read this threaded comment; however, any edits to it will get removed if the file is opened in a newer version of Excel. Learn more: https://go.microsoft.com/fwlink/?linkid=870924 Comment: Value = round ## before “”” or “IN” usually before Flange Class
Note on I1: [Threaded comment] Your version of Excel allows you to read this threaded comment; however, any edits to it will get removed if the file is opened in a newer version of Excel. Learn more: https://go.microsoft.com/fwlink/?linkid=870924 Comment: Value= #### before “#”
Note on J1: [Threaded comment] Your version of Excel allows you to read this threaded comment; however, any edits to it will get removed if the file is opened in a newer version of Excel. Learn more: https://go.microsoft.com/fwlink/?linkid=870924 Comment: Value = before or after “SCH” or “schedule”
Note on V1: [Threaded comment] Your version of Excel allows you to read this threaded comment; however, any edits to it will get removed if the file is opened in a newer version of Excel. Learn more: https://go.microsoft.com/fwlink/?linkid=870924 Comment: Actuated = “Actuated” or “Actuator” Manual = “Handwheel” or “Manual”
Note on AB1: [Threaded comment] Your version of Excel allows you to read this threaded comment; however, any edits to it will get removed if the file is opened in a newer version of Excel. Learn more: https://go.microsoft.com/fwlink/?linkid=870924 Comment: Key word/Result: “gear”=Gear “Roper”=Gear “impeller”=Centrifugal “plunger”=Plunger “diaphragm”=Diaphragm
Note on AC1: [Threaded comment] Your version of Excel allows you to read this threaded comment; however, any edits to it will get removed if the file is opened in a newer version of Excel. Learn more: https://go.microsoft.com/fwlink/?linkid=870924 Comment: Value = ### before “HP”
Note on AD1: [Threaded comment] Your version of Excel allows you to read this threaded comment; however, any edits to it will get removed if the file is opened in a newer version of Excel. Learn more: https://go.microsoft.com/fwlink/?linkid=870924 Comment: Value = #### before “RPM”
Note on AE1: [Threaded comment] Your version of Excel allows you to read this threaded comment; however, any edits to it will get removed if the file is opened in a newer version of Excel. Learn more: https://go.microsoft.com/fwlink/?linkid=870924 Comment: Value = # before “ph”
Note on AF1: [Threaded comment] Your version of Excel allows you to read this threaded comment; however, any edits to it will get removed if the file is opened in a newer version of Excel. Learn more: https://go.microsoft.com/fwlink/?linkid=870924 Comment: Value = ### before “V”
Note on AG1: [Threaded comment] Your version of Excel allows you to read this threaded comment; however, any edits to it will get removed if the file is opened in a newer version of Excel. Learn more: https://go.microsoft.com/fwlink/?linkid=870924 Comment: Value = ### before “Hz”
Note on AJ1: [Threaded comment] Your version of Excel allows you to read this threaded comment; however, any edits to it will get removed if the file is opened in a newer version of Excel. Learn more: https://go.microsoft.com/fwlink/?linkid=870924 Comment: Value = #.## before “SG”
Note on AK1: [Threaded comment] Your version of Excel allows you to read this threaded comment; however, any edits to it will get removed if the file is opened in a newer version of Excel. Learn more: https://go.microsoft.com/fwlink/?linkid=870924 Comment: Value = #### before “psi”
Note on AL1: [Threaded comment] Your version of Excel allows you to read this threaded comment; however, any edits to it will get removed if the file is opened in a newer version of Excel. Learn more: https://go.microsoft.com/fwlink/?linkid=870924 Comment: Value = ##### before “BPD” or #### before “GPM” include “BPD” or “GPM” to help differentiate units
Note on AM1: [Threaded comment] Your version of Excel allows you to read this threaded comment; however, any edits to it will get removed if the file is opened in a newer version of Excel. Learn more: https://go.microsoft.com/fwlink/?linkid=870924 Comment: Value = ### before degree sign or “F”